## About
The tables in this workbook are published to provide additional details and summaries of data collected by NERC for the 2024 Long-Term Reliability Assessment (LTRA). See the 2024 LTRA Report published on the NERC Reliability Assessments page for information, definitions, and methods used by NERC.
NERC Reliability Assessments: https://www.nerc.com/pa/RAPA/ra/Pages/default.aspx
For questions about this workbook or the 2024 LTRA email assessments@nerc.net

## Index
Tab | Worksheet Name | Description
Table A | On-Peak BPS Generation Capacity | Existing and Developing Generation Capacity by Fuel Type
Table B | Wind, Solar, Battery, and Hybrid Resources by Assessment Area | Cumulative wind, solar, battery, and hybrid resources by Assessment Area through 2034
Table C | Yearly Confirmed Retirements | Cumulative confirmed retirements by fuel type through 2034
Table D | Cumulative Behind-the-Meter Solar PV Growth | Cumulative BTM Solar PV Growth (MW) across all North America Assessment Areas through 2034
Table E | Existing and Developing BTM Solar PV | Existing and Developing BTM Solar PV (MW) by Assessment Area
Table F | 10-year peak demand Projections and CAGR | 10-year BPS aggregate summer and winter peak demand compound annual growth rates
Table G | 10-year Net Energy for Load Projections and GAGR | 10-year BPS aggregate NEL Projections and compound annual growth rates
Table H | Peak Demand Growth Rate By Assessment Area | 10-year Summer and Winter Peak Demand CAGR for each Assessment Area
Table I | 10-year Generation Fuel Mix On-Peak Capacity Change by Interconnection | Generation Fuel Mix On-Peak Capacity by Interconnection for 2024 and 2034
Table J | 10-year Generation Fuel Mix Installed (Nameplate) Capacity Change by Interconnection | Generation Fuel Mix Installed (Nameplate) Capacity by Interconnection for 2024 and 2034
Table K | Future Cumulative Transmission Circuit Miles > 100 kV by Project Status | Projections of transmission projects over 100 kV by project status (under construction, planned, and conceptual)
Table L | Future Transmission Circuit Miles > 100kV by Voltage Class | Future transmission circuit miles by voltage class for each year from 2024-2034
Table M | Line Miles Projected through 2033 by Circuit Miles and Line Length in Miles | Projections for each assessment area for each year from 2024-2034
Table N | Future Transmission Circuit Miles by Primary Driver | Future transmission circuit miles by primary driver for each year from 2024-2034
Table O | Exisiting BPS Wind and Solar Generation Resources by Assessment Area | Existing BPS wind and solar generation installed and on-peak contribution by Assessment Area (Year 2024)
Table P | Demand Response | Demand Response Capacity for Year 1 and Year 5 by Assessment Area
This index lists the worksheets found in the excel file and gives a brief description of their contents

## Table A
Existing
| 2024 | 2025 | 2026 | 2027 | 2028 | 2029 | 2030 | 2031 | 2032 | 2033 | 2034
Coal | 180402.2378 | 175250.6676 | 167280.1061 | 164702.45 | 159576.9047 | 151922.5659 | 148243.0379 | 145041.9657 | 141318.5841 | 137996.7695 | 135564.7404
Petroleum | 30986.7886 | 30466.7655 | 30057.7655 | 29856.9083 | 29846.1652 | 27751.6938 | 27637.8888 | 27650.9888 | 27639.2351 | 27566.9143 | 27549.3888
Natural Gas and Other Gases | 484147.8334 | 480788.1815 | 479319.8888 | 474653.6343 | 474076.3355 | 473443.6825 | 470883.9989 | 468095.4489 | 467609.1879 | 466048.3961 | 463975.2801
Biomass | 7380.4608 | 7317.882 | 7312.1922 | 7213.7826 | 7088.0203 | 7013.6593 | 6812.0243 | 6783.1243 | 6782.1034 | 6759.855 | 6750.8225
Solar | 66292.3794 | 67391.8179 | 67325.0979 | 66961.5525 | 68763.4117 | 67101.9609 | 67089.3647 | 67079.2458 | 68902.309 | 66570.9527 | 66943.5909 |  | Stephen: "The #'s for Tier 1 seem low compared to last year."
Wind | 31369.8943 | 32558.707 | 32335.3651 | 32662.1893 | 33305.3482 | 31726.4314 | 31668.1495 | 31506.6795 | 31798.8379 | 31569.3623 | 30941.4201
Geothermal | 3880.9678 | 3877.6872 | 3862.1954 | 3836.796 | 3807.7462 | 3763.7134 | 3643.3198 | 3643.3198 | 3606.635 | 3510.6678 | 3485.3958
Conventional Hydro | 105791.5359 | 106680.9299 | 106686.6261 | 107398.7041 | 108281.7185 | 106676.5032 | 105966.6398 | 105952.8229 | 107218.4939 | 106565.6955 | 105705.3518
Run of River Hydro | 2046.8946 | 2094.4146 | 2106.2946 | 2106.2946 | 1996.2946 | 1996.2946 | 1996.2946 | 1996.2946 | 1996.2946 | 1996.2946 | 2106.2946
Pumped Storage | 19421.6691 | 19490.7841 | 19540.7841 | 19604.7495 | 20364.021 | 19540.7841 | 19544.7841 | 19544.7841 | 20327.7372 | 19608.7495 | 19549.3039
Nuclear | 105384.4866 | 104333.0526 | 104433.0526 | 103319.5409 | 104073.3856 | 103297.1826 | 104177.6206 | 101320.137 | 102111.9215 | 102095.2838 | 102905.207
Hybrid | 1322.347 | 1359.847 | 1414.097 | 1413.2398 | 1417.8757 | 1411.497 | 1411.497 | 1411.497 | 1420.5867 | 1413.2398 | 1411.497
Other | 774.3141 | 729.0645 | 729.0645 | 725.2763 | 725.2629 | 713.4645 | 709.7645 | 709.7645 | 709.8303 | 709.8763 | 709.7645
Battery | 8587.0678 | 8589.5771 | 8589.5771 | 8591.0589 | 8582.8742 | 8589.5771 | 8589.5771 | 8589.5771 | 8598.9451 | 8591.0589 | 8589.5771
Unknown | 0 | 0 | 0 | 0 | 0 | 0 | 0 | 0 | 0 | 0 | 0
Tier 1
| 2024 | 2025 | 2026 | 2027 | 2028 | 2029 | 2030 | 2031 | 2032 | 2033 | 2034
Coal | 0 | 0 | 0 | 0 | 0 | 0 | 0 | 0 | 0 | 0 | 0
Petroleum | 9.95 | 11.95 | 11.95 | 13.95 | 13.95 | 13.95 | 13.95 | 402.1893 | 402.1893 | 402.4267 | 402.1893
Natural Gas and Other Gases | 6029.3355 | 12903.1237 | 17424.0435 | 20582.1484 | 23706.6791 | 24531.5155 | 26243.6006 | 26243.6006 | 28023.9148 | 29372.4271 | 29911.6006
Biomass | 0 | 56.4 | 56.4 | 56.4 | 61.7623 | 61.7623 | 61.7623 | 61.7623 | 61.7623 | 61.7623 | 61.7623
Solar | 5204.1162 | 33737.5755 | 56464.4738 | 68823.2942 | 72978.7987 | 74251.8761 | 74395.0761 | 74538.2761 | 75103.1964 | 74535.7999 | 74685.8761
Wind | 447.7498 | 2634.1869 | 5590.7168 | 7239.3263 | 7631.0774 | 7495.8351 | 7770.8051 | 7770.8051 | 8190.8051 | 8397.8682 | 8190.8051
Geothermal | 39.3486 | 56.8368 | 177.9812 | 204.2318 | 301.8259 | 339.6445 | 339.6445 | 339.6445 | 339.7097 | 339.6517 | 339.6445
Conventional Hydro | 0 | 807.1723 | 850.1395 | 875.2121 | 875.2121 | 891.9795 | 891.9795 | 891.9795 | 891.9795 | 884.7121 | 891.9795
Run of River Hydro | 0 | 0.96 | 0.96 | 0.96 | 0.96 | 0.96 | 0.96 | 0.96 | 0.96 | 0.96 | 0.96
Pumped Storage | 0 | 0 | 0 | 0 | 0 | 0 | 0 | 0 | 0 | 0 | 0
Nuclear | 0 | 0 | 0 | 0 | 0 | 291.0808 | 291.0808 | 834.8008 | 1378.5208 | 1378.5208 | 2213.3216
Hybrid | 164.625 | 1615.7182 | 2488.6482 | 2815.2382 | 3080.0382 | 3100.0382 | 3100.0382 | 3100.0382 | 3100.0382 | 3100.0382 | 3100.0382
Other | 0 | 0 | 0 | 0 | 0 | 0 | 0 | 0 | 0 | 0 | 0
Battery | 7280.7219 | 11229.311 | 15322.7527 | 17191.686 | 19255.4643 | 19518.5547 | 20059.5547 | 20420.5547 | 20907.4532 | 20855.426 | 20891.5547
Unknown | 0 | 0 | 0 | 0 | 0 | 0 | 0 | 0 | 0 | 0 | 0
Tier 2
| 2024 | 2025 | 2026 | 2027 | 2028 | 2029 | 2030 | 2031 | 2032 | 2033 | 2034
Coal | 0 | 0 | 0 | 0 | 0 | 0 | 0 | 0 | 0 | 0 | 0
Petroleum | 0 | 0 | 0 | 0 | 0 | 0 | 438 | 438 | 438 | 438 | 438
Natural Gas and Other Gases | 0 | 4108.8189 | 8819.7296 | 11939.5346 | 14028.5003 | 16609.9303 | 19651.9303 | 20916.9303 | 22181.9303 | 23440.6257 | 23446.9303
Biomass | 0 | 6 | 6 | 26 | 189.8999 | 189.8513 | 189.8513 | 189.8513 | 189.9572 | 190.2087 | 189.8513
Solar | 746.0834 | 37184.3119 | 74495.8498 | 101643.8773 | 117160.742 | 123877.0027 | 129130.2618 | 129740.4318 | 131973.6571 | 132804.2278 | 133924.5694
Wind | 310.3483 | 1980.4484 | 4855.6539 | 7118.2233 | 11509.3089 | 12048.761 | 16483.1622 | 16550.9473 | 20803.0171 | 20653.5973 | 20820.2849
Geothermal | 25.358 | 226.1903 | 932.7968 | 967.3299 | 1367.3683 | 1368.3724 | 1685.6327 | 1685.6327 | 1861.723 | 2119.052 | 2119.6996
Conventional Hydro | 0 | 37.75 | 37.75 | 73.5292 | 145.9793 | 179.95 | 179.95 | 446.95 | 713.95 | 707.5708 | 713.95
Run of River Hydro | 0 | 0 | 0 | 0 | 0 | 0 | 0 | 0 | 0 | 0 | 0
Pumped Storage | 0 | 0 | 0 | 0 | 313.429 | 133.5703 | 133.5703 | 133.5703 | 303.6095 | 136.161 | 1875.5703
Nuclear | 0 | 0 | 0 | 0 | 0 | 0 | 0 | 0 | 0 | 0 | 0
Hybrid | 0 | 11911.9605 | 19463.783 | 23194.927 | 24843.627 | 25486.827 | 25486.827 | 25486.827 | 25486.827 | 25486.827 | 25486.827
Other | 0 | 35.5 | 50.82 | 77.22 | 77.22 | 77.22 | 174.1673 | 174.1673 | 174.1673 | 172.0156 | 174.1673
Battery | 593.0062 | 14251.9495 | 29303.623 | 42549.5934 | 49153.0943 | 51942.9276 | 55252.6276 | 55917.1815 | 57163.7961 | 58389.815 | 59647.8024
Unknown | 0 | 0 | 0 | 0 | 0 | 0 | 0 | 0 | 0 | 0 | 0
Tier 3
| 2024 | 2025 | 2026 | 2027 | 2028 | 2029 | 2030 | 2031 | 2032 | 2033 | 2034
Coal | 0 | 0 | 0.9 | 1.8 | 3 | 3 | 3 | 3 | 3 | 3 | 3
Petroleum | 0 | 0 | 0 | 0 | 40 | 76 | 130 | 2644.7171 | 2644.7171 | 2643.2647 | 2644.7171
Natural Gas and Other Gases | 3336.9 | 4736.3775 | 8500.2937 | 9699.1377 | 14638.444 | 15107.174 | 16680.06 | 17188.6298 | 17783.5042 | 18109.7593 | 18107.2917
Biomass | 0 | 0 | 0 | 0 | 0 | 0 | 64.8436 | 64.8436 | 64.8436 | 64.9648 | 64.8436
Solar | 2572.4069 | 8661.1132 | 24548.1536 | 41618.7285 | 59189.7384 | 67236.9539 | 70992.7859 | 74216.8693 | 76304.1539 | 75742.3923 | 78379.1238
Wind | 2333.0714 | 1614.4172 | 2749.0408 | 4732.4777 | 6353.4624 | 8819.4701 | 10919.1335 | 11588.7316 | 12862.4892 | 13111.8663 | 13140.7303 | Figure 13
Geothermal | 0 | 4.3741 | 40.8253 | 71.3991 | 71.3991 | 71.4298 | 478.4552 | 844.473 | 937.1067 | 936.8833 | 1029.7405
Conventional Hydro | 0.4375 | 0.6175 | 0.7975 | 192.655 | 194.275 | 197.0375 | 197.0375 | 224.0375 | 240.2375 | 239.8218 | 240.2375
Run of River Hydro | 0 | 0 | 0 | 0 | 0 | 0 | 0 | 0 | 0 | 0 | 0
Pumped Storage | 0 | 0 | 37.5373 | 37.9033 | 37.9033 | 37.5373 | 37.5373 | 37.5373 | 37.5373 | 629.6542 | 654.9692
Nuclear | 0 | 0 | 0 | 0 | 0 | 0 | 735.369 | 735.369 | 1049.3016 | 1360.8732 | 1360.8317
Hybrid | 125.54 | 303.9296 | 2019.8546 | 3049.8378 | 4232.5019 | 4737.2448 | 4964.1953 | 4979.1953 | 4979.1953 | 4970.8778 | 4979.1953
Other | 21.74 | 21.74 | 70.4203 | 1485.1549 | 1485.1549 | 1484.8332 | 2177.3048 | 2177.3048 | 2318.347 | 2457.2677 | 2459.3891
Battery | 6266.9339 | 4502.2258 | 12651.9819 | 20872.3107 | 27969.1068 | 33732.1333 | 35223.2732 | 37139.6316 | 37859.1955 | 38868.5435 | 39327.8709
Unknown | 0 | 0 | 0 | 0 | 0 | 0 | 0 | 0 | 0 | 0 | 0
Existing + Tier 1
| 2024 | 2025 | 2026 | 2027 | 2028 | 2029 | 2030 | 2031 | 2032 | 2033 | 2034
Coal | 180402.2378 | 175250.6676 | 167280.1061 | 164702.45 | 159576.9047 | 151922.5659 | 148243.0379 | 145041.9657 | 141318.5841 | 137996.7695 | 135564.7404
Petroleum | 30996.7386 | 30478.7155 | 30069.7155 | 29870.8583 | 29860.1152 | 27765.6438 | 27651.8388 | 28053.1781 | 28041.4244 | 27969.341 | 27951.5781
Natural Gas and Other Gases | 490177.1689 | 493691.3052 | 496743.9322 | 495235.7827 | 497783.0146 | 497975.198 | 497127.5995 | 494339.0495 | 495633.1028 | 495420.8232 | 493886.8807
Biomass | 7380.4608 | 7374.282 | 7368.5922 | 7270.1826 | 7149.7826 | 7075.4215 | 6873.7865 | 6844.8865 | 6843.8656 | 6821.6173 | 6812.5847
Solar | 71496.4956 | 101129.3934 | 123789.5718 | 135784.8466 | 141742.2105 | 141353.837 | 141484.4408 | 141617.5219 | 144005.5054 | 141106.7526 | 141629.467
Wind | 31817.6441 | 35192.8939 | 37926.0819 | 39901.5156 | 40936.4256 | 39222.2665 | 39438.9547 | 39277.4847 | 39989.6431 | 39967.2305 | 39132.2253
Geothermal | 3920.3164 | 3934.524 | 4040.1766 | 4041.0277 | 4109.572 | 4103.3579 | 3982.9643 | 3982.9643 | 3946.3447 | 3850.3195 | 3825.0403
Conventional Hydro | 105791.5359 | 107488.1022 | 107536.7656 | 108273.9163 | 109156.9306 | 107568.4827 | 106858.6194 | 106844.8025 | 108110.4734 | 107450.4076 | 106597.3313
Run of River Hydro | 2046.8946 | 2095.3746 | 2107.2546 | 2107.2546 | 1997.2546 | 1997.2546 | 1997.2546 | 1997.2546 | 1997.2546 | 1997.2546 | 2107.2546
Pumped Storage | 19421.6691 | 19490.7841 | 19540.7841 | 19604.7495 | 20364.021 | 19540.7841 | 19544.7841 | 19544.7841 | 20327.7372 | 19608.7495 | 19549.3039
Nuclear | 105384.4866 | 104333.0526 | 104433.0526 | 103319.5409 | 104073.3856 | 103588.2634 | 104468.7014 | 102154.9378 | 103490.4423 | 103473.8045 | 105118.5285
Hybrid | 1486.972 | 2975.5652 | 3902.7452 | 4228.478 | 4497.9139 | 4511.5352 | 4511.5352 | 4511.5352 | 4520.6249 | 4513.278 | 4511.5352
Other | 774.3141 | 729.0645 | 729.0645 | 725.2763 | 725.2629 | 713.4645 | 709.7645 | 709.7645 | 709.8303 | 709.8763 | 709.7645
Battery | 15867.7897 | 19818.888 | 23912.3298 | 25782.745 | 27838.3385 | 28108.1318 | 28649.1318 | 29010.1318 | 29506.3983 | 29446.485 | 29481.1318
Unknown | 0 | 0 | 0 | 0 | 0 | 0 | 0 | 0 | 0 | 0 | 0
Existing + Tier 1 + Tier 2
| 2024 | 2025 | 2026 | 2027 | 2028 | 2029 | 2030 | 2031 | 2032 | 2033 | 2034
Coal | 180402.2378 | 175250.6676 | 167280.1061 | 164702.45 | 159576.9047 | 151922.5659 | 148243.0379 | 145041.9657 | 141318.5841 | 137996.7695 | 135564.7404
Petroleum | 30996.7386 | 30478.7155 | 30069.7155 | 29870.8583 | 29860.1152 | 27765.6438 | 28089.8388 | 28491.1781 | 28479.4244 | 28407.341 | 28389.5781
Natural Gas and Other Gases | 490177.1689 | 497800.1241 | 505563.6618 | 507175.3173 | 511811.5149 | 514585.1282 | 516779.5298 | 515255.9798 | 517815.033 | 518861.4489 | 517333.8109
Biomass | 7380.4608 | 7380.282 | 7374.5922 | 7296.1826 | 7339.6824 | 7265.2728 | 7063.6378 | 7034.7378 | 7033.8228 | 7011.826 | 7002.436
Solar | 72242.579 | 138313.7053 | 198285.4215 | 237428.7239 | 258902.9525 | 265230.8397 | 270614.7026 | 271357.9537 | 275979.1625 | 273910.9804 | 275554.0364
Wind | 32127.9923 | 37173.3422 | 42781.7358 | 47019.7389 | 52445.7345 | 51271.0275 | 55922.1169 | 55828.432 | 60792.6602 | 60620.8278 | 59952.5102
Geothermal | 3945.6744 | 4160.7144 | 4972.9735 | 5008.3576 | 5476.9404 | 5471.7303 | 5668.597 | 5668.597 | 5808.0677 | 5969.3715 | 5944.7399
Conventional Hydro | 105791.5359 | 107525.8522 | 107574.5156 | 108347.4455 | 109302.9098 | 107748.4327 | 107038.5694 | 107291.7525 | 108824.4234 | 108157.9784 | 107311.2813
Run of River Hydro | 2046.8946 | 2095.3746 | 2107.2546 | 2107.2546 | 1997.2546 | 1997.2546 | 1997.2546 | 1997.2546 | 1997.2546 | 1997.2546 | 2107.2546
Pumped Storage | 19421.6691 | 19490.7841 | 19540.7841 | 19604.7495 | 20677.45 | 19674.3543 | 19678.3543 | 19678.3543 | 20631.3467 | 19744.9105 | 21424.8742
Nuclear | 105384.4866 | 104333.0526 | 104433.0526 | 103319.5409 | 104073.3856 | 103588.2634 | 104468.7014 | 102154.9378 | 103490.4423 | 103473.8045 | 105118.5285
Hybrid | 1486.972 | 14887.5257 | 23366.5282 | 27423.405 | 29341.5409 | 29998.3622 | 29998.3622 | 29998.3622 | 30007.4519 | 30000.105 | 29998.3622
Other | 774.3141 | 764.5645 | 779.8845 | 802.4963 | 802.4829 | 790.6845 | 883.9318 | 883.9318 | 883.9977 | 881.8918 | 883.9318
Battery | 16460.7958 | 34070.8375 | 53215.9527 | 68332.3384 | 76991.4328 | 80051.0593 | 83901.7594 | 84927.3132 | 86670.1944 | 87836.3 | 89128.9342
Unknown | 0 | 0 | 0 | 0 | 0 | 0 | 0 | 0 | 0 | 0 | 0
Existing + Tier 1 + Tier 2 + Tier 3
| 2024 | 2025 | 2026 | 2027 | 2028 | 2029 | 2030 | 2031 | 2032 | 2033 | 2034
Coal | 180402.2378 | 175250.6676 | 167281.0061 | 164704.25 | 159579.9047 | 151925.5659 | 148246.0379 | 145044.9657 | 141321.5841 | 137999.7695 | 135567.7404 | Check raw data
Petroleum | 30996.7386 | 30478.7155 | 30069.7155 | 29870.8583 | 29900.1152 | 27841.6438 | 28219.8388 | 31135.8953 | 31124.1416 | 31050.6057 | 31034.2953
Natural Gas and Other Gases | 493514.0689 | 502536.5016 | 514063.9555 | 516874.455 | 526449.9588 | 529692.3022 | 533459.5898 | 532444.6096 | 535598.5372 | 536971.2082 | 535441.1026
Biomass | 7380.4608 | 7380.282 | 7374.5922 | 7296.1826 | 7339.6824 | 7265.2728 | 7128.4814 | 7099.5814 | 7098.6664 | 7076.7908 | 7067.2796
Solar | 74814.9859 | 146974.8186 | 222833.5751 | 279047.4524 | 318092.6909 | 332467.7936 | 341607.4885 | 345574.8231 | 352283.3164 | 349653.3727 | 353933.1601
Wind | 34461.0637 | 38787.7594 | 45530.7766 | 51752.2166 | 58799.1969 | 60090.4975 | 66841.2504 | 67417.1635 | 73655.1494 | 73732.6941 | 73093.2404
Geothermal | 3945.6744 | 4165.0885 | 5013.7988 | 5079.7567 | 5548.3394 | 5543.1601 | 6147.0522 | 6513.07 | 6745.1744 | 6906.2549 | 6974.4804
Conventional Hydro | 105791.9734 | 107526.4697 | 107575.3131 | 108540.1005 | 109497.1848 | 107945.4702 | 107235.6069 | 107515.79 | 109064.6609 | 108397.8002 | 107551.5188
Run of River Hydro | 2046.8946 | 2095.3746 | 2107.2546 | 2107.2546 | 1997.2546 | 1997.2546 | 1997.2546 | 1997.2546 | 1997.2546 | 1997.2546 | 2107.2546
Pumped Storage | 19421.6691 | 19490.7841 | 19578.3214 | 19642.6528 | 20715.3532 | 19711.8917 | 19715.8917 | 19715.8917 | 20668.884 | 20374.5648 | 22079.8434
Nuclear | 105384.4866 | 104333.0526 | 104433.0526 | 103319.5409 | 104073.3856 | 103588.2634 | 105204.0704 | 102890.3067 | 104539.7439 | 104834.6777 | 106479.3603
Hybrid | 1612.512 | 15191.4552 | 25386.3828 | 30473.2428 | 33574.0428 | 34735.607 | 34962.5575 | 34977.5575 | 34986.6472 | 34970.9828 | 34977.5575
Other | 796.0541 | 786.3045 | 850.3048 | 2287.6511 | 2287.6378 | 2275.5177 | 3061.2366 | 3061.2366 | 3202.3446 | 3339.1595 | 3343.321
Battery | 22727.7298 | 38573.0633 | 65867.9346 | 89204.649 | 104960.5396 | 113783.1927 | 119125.0325 | 122066.9448 | 124529.3899 | 126704.8435 | 128456.8051
Unknown | 0 | 0 | 0 | 0 | 0 | 0 | 0 | 0 | 0 | 0 | 0 | Check raw data
Tier 1 + Tier 2
| 2024 | 2025 | 2026 | 2027 | 2028 | 2029 | 2030 | 2031 | 2032 | 2033 | 2034
Coal | 0 | 0 | 0 | 0 | 0 | 0 | 0 | 0 | 0 | 0 | 0
Petroleum | 9.95 | 11.95 | 11.95 | 13.95 | 13.95 | 13.95 | 451.95 | 840.1893 | 840.1893 | 840.4267 | 840.1893
Natural Gas and Other Gases | 6029.3355 | 17011.9426 | 26243.7731 | 32521.683 | 37735.1794 | 41141.4457 | 45895.5308 | 47160.5308 | 50205.8451 | 52813.0528 | 53358.5308
Biomass | 0 | 62.4 | 62.4 | 82.4 | 251.6621 | 251.6135 | 251.6135 | 251.6135 | 251.7194 | 251.971 | 251.6135
Solar | 5950.1996 | 70921.8874 | 130960.3236 | 170467.1715 | 190139.5408 | 198128.8788 | 203525.3379 | 204278.7079 | 207076.8535 | 207340.0277 | 208610.4455
Wind | 758.098 | 4614.6353 | 10446.3707 | 14357.5496 | 19140.3863 | 19544.5961 | 24253.9674 | 24321.7524 | 28993.8222 | 29051.4655 | 29011.09
Geothermal | 64.7066 | 283.0271 | 1110.778 | 1171.5617 | 1669.1942 | 1708.0169 | 2025.2772 | 2025.2772 | 2201.4327 | 2458.7037 | 2459.3441
Conventional Hydro | 0 | 844.9223 | 887.8895 | 948.7414 | 1021.1914 | 1071.9295 | 1071.9295 | 1338.9295 | 1605.9295 | 1592.2829 | 1605.9295
Run of River Hydro | 0 | 0.96 | 0.96 | 0.96 | 0.96 | 0.96 | 0.96 | 0.96 | 0.96 | 0.96 | 0.96
Pumped Storage | 0 | 0 | 0 | 0 | 313.429 | 133.5703 | 133.5703 | 133.5703 | 303.6095 | 136.161 | 1875.5703
Nuclear | 0 | 0 | 0 | 0 | 0 | 291.0808 | 291.0808 | 834.8008 | 1378.5208 | 1378.5208 | 2213.3216
Hybrid | 164.625 | 13527.6787 | 21952.4312 | 26010.1652 | 27923.6652 | 28586.8652 | 28586.8652 | 28586.8652 | 28586.8652 | 28586.8652 | 28586.8652
Other | 0 | 35.5 | 50.82 | 77.22 | 77.22 | 77.22 | 174.1673 | 174.1673 | 174.1673 | 172.0156 | 174.1673
Battery | 7873.7281 | 25481.2604 | 44626.3757 | 59741.2794 | 68408.5586 | 71461.4822 | 75312.1823 | 76337.7361 | 78071.2493 | 79245.2411 | 80539.3571
Unknown | 0 | 0 | 0 | 0 | 0 | 0 | 0 | 0 | 0 | 0 | 0
Tier 1 + Tier 2 + Tier 3
| 2024 | 2025 | 2026 | 2027 | 2028 | 2029 | 2030 | 2031 | 2032 | 2033 | 2034
Coal | 0 | 0 | 0.9 | 1.8 | 3 | 3 | 3 | 3 | 3 | 3 | 3
Petroleum | 9.95 | 11.95 | 11.95 | 13.95 | 53.95 | 89.95 | 581.95 | 3484.9065 | 3484.9065 | 3483.6914 | 3484.9065
Natural Gas and Other Gases | 9366.2355 | 21748.3201 | 34744.0668 | 42220.8207 | 52373.6233 | 56248.6197 | 62575.5909 | 64349.1606 | 67989.3493 | 70922.812 | 71465.8225
Biomass | 0 | 62.4 | 62.4 | 82.4 | 251.6621 | 251.6135 | 316.4572 | 316.4572 | 316.5631 | 316.9358 | 316.4572
Solar | 8522.6066 | 79583.0007 | 155508.4772 | 212085.9 | 249329.2792 | 265365.8327 | 274518.1238 | 278495.5773 | 283381.0074 | 283082.42 | 286989.5693
Wind | 3091.1694 | 6229.0525 | 13195.4115 | 19090.0273 | 25493.8487 | 28364.0662 | 35173.1008 | 35910.484 | 41856.3114 | 42163.3319 | 42151.8203
Geothermal | 64.7066 | 287.4013 | 1151.6034 | 1242.9607 | 1740.5933 | 1779.4467 | 2503.7324 | 2869.7502 | 3138.5394 | 3395.587 | 3489.0846
Conventional Hydro | 0.4375 | 845.5398 | 888.687 | 1141.3964 | 1215.4664 | 1268.967 | 1268.967 | 1562.967 | 1846.167 | 1832.1047 | 1846.167
Run of River Hydro | 0 | 0.96 | 0.96 | 0.96 | 0.96 | 0.96 | 0.96 | 0.96 | 0.96 | 0.96 | 0.96
Pumped Storage | 0 | 0 | 37.5373 | 37.9033 | 351.3322 | 171.1076 | 171.1076 | 171.1076 | 341.1468 | 765.8153 | 2530.5395
Nuclear | 0 | 0 | 0 | 0 | 0 | 291.0808 | 1026.4498 | 1570.1698 | 2427.8223 | 2739.3939 | 3574.1533
Hybrid | 290.165 | 13831.6083 | 23972.2858 | 29060.003 | 32156.1671 | 33324.11 | 33551.0605 | 33566.0605 | 33566.0605 | 33557.743 | 33566.0605
Other | 21.74 | 57.24 | 121.2403 | 1562.3749 | 1562.3749 | 1562.0532 | 2351.4721 | 2351.4721 | 2492.5143 | 2629.2833 | 2633.5565
Battery | 14140.662 | 29983.4862 | 57278.3575 | 80613.5901 | 96377.6654 | 105193.6156 | 110535.4555 | 113477.3677 | 115930.4448 | 118113.7845 | 119867.228
Unknown | 0 | 0 | 0 | 0 | 0 | 0 | 0 | 0 | 0 | 0 | 0
On-Peak Resources by Year and Generation Type

## Table B
Solar and Wind Nameplate Capacity, Existing and Planned Additions through 2034 | [11 empty] | Offshore Wind Existing and Planned Additions through 2034
| Nameplate MW of Solar |  |  |  |  | Nameplate MW of Wind | [6 empty] | Nameplate MW of Offshore Wind
| Existing | Tier 1 | Tier 2 | Tier 3 | Total | Existing | Tier 1 | Tier 2 | Tier 3 | Total |  |  | Existing | Tier 1 | Tier 2 | Tier 3 | Total
MISO | 11157.6 | 17769.14 | 0 | 0 | 28926.74 | 36546.4 | 4802.39 | 0 | 0 | 41348.79 | s | MISO | 0 | 0 | 0 | 0 | 0
MRO-Manitoba | 0 | 0 | 0 | 0 | 0 | 0 | 0 | 0 | 0 | 0 | w | MRO-Manitoba | 0 | 0 | 0 | 0 | 0
MRO-SaskPower | 0 | 0 | 0 | 0 | 0 | 0 | 0 | 0 | 0 | 0 | w | MRO-SaskPower | 0 | 0 | 0 | 0 | 0
MRO-SPP | 703.38 | 5288 | 1006.2 | 7284 | 14281.58 | 34474.75 | 7280 | 138 | 1506.9 | 43399.65 | s | MRO-SPP | 0 | 0 | 0 | 0 | 0
NPCC-Maritimes | 0 | 0 | 0 | 0 | 0 | 0 | 0 | 0 | 0 | 0 | w | NPCC-Maritimes | 0 | 0 | 0 | 0 | 0
NPCC-New England | 2970.3436 | 680.1 | 1407.541 | 1209.858 | 6267.8427 | 1520.313 | 3722.86 | 7350.3 | 6612.73 | 19206.203 | s | NPCC-New England | 29 | 3538 | 7332 | 4293 | 15192
NPCC-New York | 254.4 | 905 | 2117.3 | 6147.4 | 9424.1 | 2570.1 | 2037.7 | 3024.6 | 3492.1 | 11124.5 | s | NPCC-New York | 0 | 2038 | 3025 | 3492 | 8555
NPCC-Ontario | 478.039 | 0 | 0 | 0 | 478.039 | 4942.811 | 0 | 0 | 0 | 4942.811 | s | NPCC-Ontario | 0 | 0 | 0 | 0 | 0
NPCC-Quebec | 0 | 0 | 0 | 0 | 0 | 0 | 0 | 0 | 0 | 0 | w | NPCC-Quebec | 0 | 0 | 0 | 0 | 0
PJM | 10868.313 | 21336.845 | 88039.602 | 0 | 120244.76 | 11700.8 | 6958.81 | 34063.37 | 0 | 52722.98 | s | PJM | 212 | 2728 | 27867 | 0 | 30807
SERC-C | 1202.68 | 1867.2 | 200 | 8020 | 11289.88 | 982 | 0 | 0 | 0 | 982 | s | SERC-C | 0 | 0 | 0 | 0 | 0
SERC-E | 6966.26 | 2582.96 | 11377.1 | 0 | 20926.32 | 0 | 0 | 3250 | 0 | 3250 | s | SERC-E | 0 | 0 | 1600 | 0 | 1600
SERC-FP | 9974.93 | 11658.63 | 2432.13 | 96.4 | 24162.09 | 0 | 0 | 0 | 0 | 0 | s | SERC-FP | 0 | 0 | 0 | 0 | 0
SERC-SE | 5995.59 | 3028.86 | 290 | 488 | 9802.45 | 0 | 0 | 0 | 0 | 0 | s | SERC-SE | 0 | 0 | 0 | 0 | 0
Texas RE-ERCOT | 25122.44 | 37283.48 | 73267.79 | 41716.55 | 177390.26 | 39531.54 | 3637.7 | 12780.71 | 17091.81 | 73041.76 | s | Texas RE-ERCOT | 0 | 0 | 0 | 0 | 0
WECC-AB | 0 | 0 | 0 | 0 | 0 | 0 | 0 | 0 | 0 | 0 | w | WECC-AB | 0 | 0 | 0 | 0 | 0
WECC-BC | 0 | 0 | 0 | 0 | 0 | 0 | 0 | 0 | 0 | 0 | w | WECC-BC | 0 | 0 | 0 | 0 | 0
WECC-CAMX | 21790.2337 | 4613.1 | 15553.75 | 32 | 41989.0837 | 7694.13 | 0 | 16073 | 0 | 23767.13 | s | WECC-CAMX | 0 | 0 | 3855 | 0 | 3855
WECC-NW | 9420.1904 | 7707.845 | 7929.5 | 30090.3 | 55147.8354 | 22229.21 | 9744.08 | 1635 | 14034.3 | 47642.59 | s | WECC-NW | 0 | 0 | 0 | 0 | 0
WECC-SW | 2689.668 | 4770 | 7062 | 7165 | 21686.668 | 3567.67 | 716 | 435 | 800 | 5518.67 | s | WECC-SW | 0 | 0 | 0 | 0 | 0
Total | 109594.0678 | 119491.16 | 210682.913 | 102249.508 | 542017.6488 | 165759.724 | 38899.54 | 78749.98 | 43537.84 | 326947.084 |  | Total | 241 | 8304 | 43679 | 7785 | 60009
Hybrid Solar and Hybrid Wind Nameplate Capacity, Existing and Planned Additions through 2034
| Nameplate MW of Solar |  |  |  |  | Nameplate MW of Wind
| Existing | Tier 1 | Tier 2 | Tier 3 | Total | Existing | Tier 1 | Tier 2 | Tier 3 | Total
MISO | 265 | 3067.7 | 349.5 | 38249.28 | 41931.48 | 0 | 0 | 0 | 2589 | 2589
MRO-Manitoba | 0 | 0 | 0 | 0 | 0 | 0 | 0 | 0 | 0 | 0
MRO-SaskPower | 0 | 0 | 0 | 0 | 0 | 0 | 0 | 0 | 0 | 0
MRO-SPP | 0 | 0 | 0 | 0 | 0 | 0 | 0 | 0 | 0 | 0
NPCC-Maritimes | 0 | 0 | 0 | 0 | 0 | 0 | 0 | 0 | 0 | 0
NPCC-New England | 78.0898 | 0 | 307.368 | 305.4637 | 690.9215 | 0 | 0 | 0 | 0 | 0
NPCC-New York | 0 | 0 | 270 | 889.9 | 1159.9 | 0 | 0 | 0 | 0 | 0
NPCC-Ontario | 0 | 0 | 0 | 0 | 0 | 0 | 0 | 0 | 0 | 0
NPCC-Quebec | 0 | 0 | 0 | 0 | 0 | 0 | 0 | 0 | 0 | 0
PJM | 289.43 | 2164.172 | 33263.826 | 0 | 35717.428 | 0 | 0 | 199 | 0 | 199
SERC-C | 0 | 0 | 0 | 0 | 0 | 0 | 0 | 0 | 0 | 0
SERC-E | 0 | 0 | 0 | 0 | 0 | 0 | 0 | 0 | 0 | 0
SERC-FP | 0 | 0 | 0 | 0 | 0 | 0 | 0 | 0 | 0 | 0
SERC-SE | 0 | 0 | 0 | 0 | 0 | 0 | 0 | 0 | 0 | 0
Texas RE-ERCOT | 0 | 0 | 0 | 0 | 0 | 0 | 0 | 0 | 0 | 0
WECC-AB | 0 | 0 | 0 | 0 | 0 | 0 | 0 | 0 | 0 | 0
WECC-BC | 0 | 0 | 0 | 0 | 0 | 0 | 0 | 0 | 0 | 0
WECC-CAMX | 1143.75 | 0 | 0 | 0 | 1143.75 | 168.96 | 0 | 0 | 0 | 168.96
WECC-NW | 0 | 0 | 0 | 99 | 99 | 0 | 0 | 0 | 0 | 0
WECC-SW | 0 | 0 | 0 | 0 | 0 | 0 | 0 | 0 | 0 | 0
Total | 1776.2698 | 5231.872 | 34190.694 | 39543.6437 | 80742.4795 | 168.96 | 0 | 199 | 2589 | 2956.96
Battery Nameplate Capacity, Existing and Planned Additions through 2034
Nameplate MW of Battery
| Existing | Tier 1 | Tier 2 | Tier 3 | Total
MISO | 265.7 | 135 | 0 | 0 | 400.7 | s
MRO-Manitoba | 0 | 0 | 0 | 0 | 0 | w
MRO-SaskPower | 0 | 0 | 0 | 0 | 0
MRO-SPP | 2 | 2432.5 | 468 | 5853.75 | 8756.25 | s
NPCC-Maritimes | 0 | 0 | 0 | 0 | 0 | w
NPCC-New England | 26.189 | 1606.72 | 4808.479 | 3883.8061 | 10325.194 | s
NPCC-New York | 20 | 40 | 1711.1 | 3333.5 | 5104.6 | s
NPCC-Ontario | 9 | 2958.186 | 0 | 0 | 2967.186 | s
NPCC-Quebec | 0 | 0 | 0 | 0 | 0 | w
PJM | 222 | 1072.2 | 43850.7 | 0 | 45144.9 | s
SERC-C | 50 | 130 | 20 | 2490 | 2690 | s
SERC-E | 15.1 | 0 | 800 | 0 | 815.1 | s
SERC-FP | 523.1 | 2985 | 0 | 0 | 3508.1 | s
SERC-SE | 40 | 578.12 | 0 | 0 | 618.12 | s
Texas RE-ERCOT | 7334.53 | 19923.31 | 97960.37 | 47403.79 | 172622 | s
WECC-AB | 0 | 0 | 0 | 0 | 0 | w
WECC-BC | 0 | 0 | 0 | 0 | 0 | w
WECC-CAMX | 6141.14 | 7650.02 | 9972 | 0 | 23763.16 | s
WECC-NW | 779.46 | 1724 | 1975 | 14905.9 | 19384.36 | s
WECC-SW | 998.55 | 3512 | 1462.75 | 5126 | 11099.3 | s
Total | 16426.769 | 44747.056 | 163028.399 | 82996.7461 | 307198.97

## Table C
Confirmed Retirements from 2012 to 2034 (MW)
| 2024 | 2025 | 2026 | 2027 | 2028 | 2029 | 2030 | 2031 | 2032 | 2033 | 2034
Nuclear | 1030 | 1030 | 3126.2 | 3126.2 | 3126.2 | 3126.2 | 5426.2 | 5426.2 | 5426.2 | 5426.2 | 5426.2
Coal | 1484.2 | 9178.9015 | 11985.8015 | 15136.7535 | 19296.29 | 20164.09 | 21548.29 | 26718.49 | 27905.29 | 30882.49 | 30882.49
Natural Gas and Other Gases | 3765.66 | 7069.96 | 10745.12 | 13551.52 | 13926.52 | 15018.89 | 16958.29 | 17487.39 | 18214.876 | 19288.456 | 20741.886
Biomass | 55.008 | 195.715 | 258.215 | 258.215 | 338.015 | 338.015 | 338.015 | 338.015 | 354.815 | 368.815 | 368.815

## Table D
Cumulative BTM Solar PV Capacity in Assessment Areas
| Unit | 2024 | 2025 | 2026 | 2027 | 2028 | 2029 | 2030 | 2031 | 2032 | 2033 | 2034
Total | MW | 58651.0062 | 61243.0487 | 67584.0863 | 74571.4741 | 81618.3274 | 88381.8715 | 95832.7612 | 103649.6345 | 111375.2549 | 119075.8181 | 123520.1829

## Table E
| Existing | 2025 | 2026 | 2027 | 2028 | 2029 | 2030 | 2031 | 2032 | 2033 | 2034 | Planned
MISO | 0 | 0 | 0 | 0 | 0 | 0 | 0 | 0 | 0 | 0 | 0 | 0
MRO-Manitoba | 43 | 47.0662 | 51.9669 | 57.8681 | 64.9667 | 73.4946 | 83.7242 | 95.9722 | 110.6046 | 128.0394 | 148.7473 | 105.7473
MRO-SaskPower | 48 | 53 | 58 | 63 | 68 | 73 | 78 | 83 | 88 | 93 | 98 | 50
NPCC-Maritimes | 96.682 | 147.3275 | 202.5963 | 262.3066 | 327.9522 | 399.2856 | 474.9313 | 557.2994 | 649.625 | 752.7793 | 829.2793 | 732.5973
NPCC-New England | 4090.4511 | 4533.232 | 4884.501 | 5221.3971 | 5646.7807 | 6059.4669 | 6469.3315 | 6886.3309 | 7318.966 | 7755.0942 | 8217.2108 | 4126.7596
NPCC-New York | 5613 | 6470 | 7282 | 8039 | 8719 | 9306 | 9795 | 10193 | 10511 | 10759 | 10952 | 5339
NPCC-Ontario | 2171.5586 | 2171.5586 | 2171.5586 | 2171.5586 | 2171.5586 | 2171.5586 | 2171.5586 | 2171.5586 | 2171.5586 | 2171.5586 | 2171.5586 | 0
NPCC-Quebec | 44 | 74 | 112 | 157 | 210 | 273 | 344 | 426 | 523 | 638 | 770 | 726
PJM | 8252.6316 | 9068.4211 | 9928.9474 | 10813.1579 | 11602.6316 | 11763.1579 | 12255.2632 | 12784.2105 | 13065.7895 | 13171.0526 | 13428.9474 | 5176.3158
SERC-C | 81 | 67 | 73 | 26 | 27 | 29 | 30 | 31 | 33 | 34 | 35 | -46
SERC-E | 2252 | 857 | 975 | 1099 | 1202 | 1308 | 1416 | 1527 | 1639 | 1747 | 1850 | -402
SERC-FP | 3876.88 | 2460 | 3053 | 3854 | 4382 | 4951 | 5634 | 6379 | 7133 | 7910 | 8730 | 4853.12
SERC-SE | 0 | 0 | 0 | 0 | 0 | 0 | 0 | 0 | 0 | 0 | 0 | 0
SPP | 65.5 | 65.5 | 65.5 | 65.5 | 65.5 | 65.5 | 65.5 | 65.5 | 65.5 | 65.5 | 65.5 | 0
TRE-ERCOT | 2499.3 | 3445.1264 | 4676.7062 | 6237.963 | 8154.8003 | 10446.0567 | 13090.5385 | 16048.2137 | 19239.0178 | 22573.4669 | 22573.4669 | 20074.1669
WECC-AB | 202.6528 | 219.5779 | 253.4283 | 327.2126 | 400.997 | 474.7814 | 548.5657 | 557.1381 | 565.7104 | 574.2828 | 582.8552 | 380.2024
WECC-BC | 202.6528 | 219.5779 | 253.4283 | 327.2126 | 400.997 | 474.7814 | 548.5657 | 557.1381 | 565.7104 | 574.2828 | 582.8552 | 380.2024
WECC-CAMX | 23071.9167 | 24517.65 | 26062.75 | 27643.0333 | 29199.4167 | 30831 | 32426 | 34077.4 | 35673.8333 | 37310.95 | 38885.6833 | 15813.7667
WECC-NW | 3834.9901 | 4346.8096 | 4886.5524 | 5420.0585 | 6020.8957 | 6617.5244 | 7241.6227 | 7879.5939 | 8566.7983 | 9235.3544 | 9875.3458 | 6040.3557
WECC-SW | 2407.4433 | 2699.7793 | 2846.5793 | 3113.4183 | 3354.828 | 3540.0454 | 3708.7255 | 3887.4171 | 4020.8514 | 4156.7398 | 4306.5883 | 1899.145
Solar DER by Assessment Area in MW by 2034

## Table F
[12 empty] | Period | Years
LTRA | Assessment Period | First Year Summer (MW) | Last Year Summer (MW) | First Year Winter (MW) | Last Year Winter (MW) | 10–Year Summer Growth (MW) | 10–Year Winter Growth (MW) | Total Summer Growth (%) | Total Winter Growth (%) | Summer CAGR (%) | Winter CAGR (%) | 9 | 1
1990 | 1990-99 | 596358 | 716323 | 569126 | 688501 | 119965 | 119375 | 20.12% | 20.98% | 2.057% | 2.138% | 10
1991 | 1991–00 | 610112 | 722426 | 582626 | 695188 | 112314 | 112562 | 18.41% | 19.32% | 1.895% | 1.982%
1992 | 1992–01 | 622963 | 734586 | 591543 | 700506 | 111623 | 108963 | 17.92% | 18.42% | 1.848% | 1.896% |  |  | Figure 30
1993 | 1993–02 | 631759 | 742316 | 597849 | 706754 | 110557 | 108905 | 17.5% | 18.22% | 1.808% | 1.877%
1994 | 1994–03 | 640983 | 746426 | 600092 | 702881 | 105443 | 102789 | 16.45% | 17.13% | 1.707% | 1.772%
1995 | 1995–04 | 660655 | 773122 | 616234 | 722968 | 112467 | 106734 | 17.02% | 17.32% | 1.762% | 1.791%
1996 | 1996–05 | 676984 | 790282 | 629030 | 730492 | 113298 | 101462 | 16.74% | 16.13% | 1.734% | 1.675%
1997 | 1997–06 | 693961 | 809767 | 644791 | 751212 | 115806 | 106421 | 16.69% | 16.5% | 1.73% | 1.712%
1998 | 1998–07 | 712516 | 833693 | 658318 | 766554 | 121177 | 108236 | 17.01% | 16.44% | 1.76% | 1.706%
1999 | 1999–08 | 732907 | 859403 | 666954 | 778931 | 126496 | 111977 | 17.26% | 16.79% | 1.785% | 1.739%
2000 | 2000–09 | 752014 | 888553 | 678396 | 794906 | 136539 | 116510 | 18.16% | 17.17% | 1.871% | 1.777%
2001 | 2001–10 | 776367 | 921328 | 693831 | 817309 | 144961 | 123478 | 18.67% | 17.8% | 1.92% | 1.837%
2002 | 2002–11 | 779392 | 930714 | 694157 | 816144 | 151322 | 121987 | 19.42% | 17.57% | 1.991% | 1.815%
2003 | 2003–12 | 789078 | 941602 | 699389 | 821429 | 152524 | 122040 | 19.33% | 17.45% | 1.983% | 1.803%
2004 | 2004–13 | 800011 | 951140 | 703022 | 818730 | 151129 | 115708 | 18.89% | 16.46% | 1.941% | 1.707%
2005 | 2005–14 | 820699 | 972889 | 719526 | 839471 | 152190 | 119945 | 18.54% | 16.67% | 1.908% | 1.728%
2006 | 2006–15 | 839135 | 990850 | 732209 | 847887 | 151715 | 115678 | 18.08% | 15.8% | 1.864% | 1.643%
2007 | 2007–16 | 862772 | 1005326 | 748592 | 856393 | 142554 | 107801 | 16.52% | 14.4% | 1.714% | 1.506%
2008 | 2008–17 | 863887.34 | 1002244.903 | 751697.49 | 856163.86 | 138357.563 | 104466.37 | 16.02% | 13.9% | 1.664% | 1.456%
2009 | 2009–18 | 855777 | 980224 | 738052.9704 | 831971.9372 | 124447 | 93918.9669 | 14.54% | 12.73% | 1.52% | 1.34%
2010 | 2010–19 | 837551 | 950415 | 731189.5881 | 818072.997 | 112864 | 86883.4089 | 13.48% | 11.88% | 1.415% | 1.255%
2011* | 2011–21 | 849980.9174 | 960616.5068 | 760442.5937 | 844029.0841 | 110635.5894 | 83586.4904 | 13.02% | 10.99% | 1.369% | 1.165%
2012 | 2013–22* | 862098.0814 | 973363.8443 | 760843.5833 | 848803.1002 | 111265.763 | 87959.5169 | 12.91% | 11.56% | 1.301% | 1.115%
2013 | 2014-23 | 868877.2026 | 970155.6556 | 760843.5833 | 848803.1002 | 101278.453 | 77183.7543 | 11.66% | 10% | 1.233% | 1.065%
2014 | 2015-24 | 864288.3942 | 950171.4336 | 760843.5833 | 837497.049 | 85883.0394 | 70434.1589 | 9.937% | 9.182% | 1.058% | 0.9809%
2015 | 2016-25 | 865206.016 | 945287.149 | 760843.5833 | 831458.8001 | 80081.133 | 65585.3988 | 9.256% | 8.563% | 0.9884% | 0.9171%
2016 | 2017-26 | 860286 | 918393 | 760843.5833 | 826067.2391 | 58107 | 51631.2391 | 6.754% | 6.667% | 0.7289% | 0.7197%
2017 | 2018-27 | 863834.8882 | 912069.8122 | 760843.5833 | 806535.6204 | 48234.924 | 41873.0523 | 5.584% | 5.476% | 0.6055% | 0.5941%
2018 | 2019-28 | 855465.5756 | 900126.7581 | 760843.5833 | 807468.7513 | 44661.1825 | 41402.5113 | 5.221% | 5.405% | 0.567% | 0.5866%
2019 | 2020-29 | 861156.1515 | 911372.7681 | 760843.5833 | 824208.0149 | 50216.6167 | 48745.5 | 5.831% | 6.286% | 0.6317% | 0.6797% | *Prior to the 2011LTRA, the initial year of the 10-year assessment period is the report year (e.g., the 10-year assessment period for the 1990LTRA was 1990–1999). The 2011LTRA and subsequent LTRAs examine the initial year of the assessment period as one year out (e.g., the 10-year assessment period for the 2011LTRA is 2012–2023).
2020 | 2021-30 | 860655.9054 | 905581.6485 | 760843.5833 | 825779.6223 | 44925.7431 | 49461.2945 | 5.22% | 6.371% | 0.567% | 0.6886%
2021 | 2022-31 | 865343.0796 | 908768.075 | 760843.5833 | 835893.2242 | 43424.9954 | 50028.0735 | 5.018% | 6.366% | 0.5455% | 0.6881%
2022 | 2023-32 | 872480.9219 | 927973.8727 | 760843.5833 | 850540.0524 | 55492.9508 | 62524.4416 | 6.36% | 7.934% | 0.6875% | 0.852%
2023 | 2024-33 | 875645.5149 | 956123.585 | 760843.5833 | 882044.1327 | 80478.0702 | 91845.73 | 9.191% | 11.62% | 0.9817% | 1.229%
2024 | 2025-34 | 896471.441 | 1028737.8198 | 760843.5833 | 960105.1441 | 132266.3788 | 149270.568 | 14.75% | 18.41% | 1.541% | 1.895%
BPS Peak Total Internal Demand Growth

## Table G
|  | GWh | GWh | GWh
| Assessment Period | First Year | Last Year | 9-Year Growth; *10-Year Growth | Total Summer (%) | CAGR % | Period | Years
1990 | 1990-1999 | 3414753 | 4027792 | 613039 | 17.95% | 2.085% | 9 | 1
1991 | 1991-2000 | 3488928 | 4071907 | 582979 | 16.71% | 1.95%
1992 | 1992-2001 | 3547035 | 4127529 | 580494 | 16.37% | 1.913%
1993 | 1993-2002 | 3592016 | 4157949 | 565933 | 15.76% | 1.846%
1994 | 1994-2003 | 3644100 | 4195891 | 551791 | 15.14% | 1.778%
1995 | 1995-2004 | 3743962 | 4327102 | 583140 | 15.58% | 1.826%
1996 | 1996-2005 | 3863318 | 4408694 | 545376 | 14.12% | 1.664%
1997 | 1997-2006 | 3931369 | 4500048 | 568679 | 14.47% | 1.703%
1998 | 1998-2007 | 4015031 | 4569860 | 554829 | 13.82% | 1.631%
1999 | 1999-2008 | 4108872 | 4745417 | 636545 | 15.49% | 1.817%
2000 | 2000-2009 | 4225361 | 4854250 | 628889 | 14.88% | 1.75%
2001 | 2001-2010 | 4357425 | 5055102 | 697677 | 16.01% | 1.874%
2002 | 2002-2011 | 4327113 | 4981864 | 654751 | 15.13% | 1.777%
2003 | 2003-2012 | 4434473 | 5118917 | 684444 | 15.43% | 1.81%
2004 | 2004-2013 | 4448989 | 5079807 | 630818 | 14.18% | 1.671%
2005 | 2005-2014 | 4529527 | 5207786 | 678259 | 14.97% | 1.76%
2006 | 2006-2015 | 4565006 | 5231695 | 666689 | 14.6% | 1.719%
2007 | 2007-2016 | 4662330 | 5319738 | 657408 | 14.1% | 1.663%
2008 | 2008-2017 | 4705775.09 | 5326081.88 | 620306.79 | 13.18% | 1.56%
2009 | 2009-2018 | 4632637 | 5221993 | 589356 | 12.72% | 1.508%
2010 | 2010-2019 | 4509271 | 5221005 | 711734 | 15.78% | 1.849%
2011* | 2011-2021 | 4617292.1133 | 5185615.5825 | 568323.4692 | 12.31% | 1.298%
2012 | 2013-2022 | 4641426.5196 | 5126726.2666 | 485299.747 | 10.46% | 1.111%
2013 | 2014-2023 | 4640630 | 5187503 | 546873 | 11.78% | 1.245%
2014 | 2015-2024 | 4666297 | 5108183 | 441886 | 9.47% | 1.01%
2015 | 2016-2025 | 4700870 | 5073694 | 372824 | 7.931% | 0.8516%
2016 | 2017-2026 | 4626497 | 4930381 | 303884 | 6.568% | 0.7094%
2017 | 2018-2027 | 4662727 | 4924119 | 261392 | 5.606% | 0.6079% | *Prior to the 2011LTRA, the initial year of the 10-year assessment period is the report year (e.g., the 10-year assessment period for the 1990LTRA was 1990–1999). The 2011LTRA and subsequent LTRAs examine the initial year of the assessment period as one year out (e.g., the 10-year assessment period for the 2011LTRA is 2012–2023).
2018 | 2019-2028 | 4608914.3 | 4858214.1 | 249299.8 | 5.409% | 0.587%
2019 | 2020-2029 | 4622833.4 | 4878542.2318 | 255708.8318 | 5.531% | 0.6%
2020 | 2021-2030 | 4588949.9081 | 4770706.3162 | 181756.4081 | 3.961% | 0.4325%
2021 | 2022-2031 | 4623036.5056 | 4899784.6905 | 276748.1848 | 5.986% | 0.6481%
2022 | 2023-2032 | 4867009.1578 | 5088493.1263 | 221483.9685 | 4.551% | 0.4957%
2023 | 2024-2033 | 4811083.4691 | 5374970.6792 | 563887.2101 | 11.72% | 1.239%
2024 | 2025-2034 | 5000330.7612 | 5803316.3026 | 802985.5414 | 16.06% | 1.668%
| GWh | TWh
| 9-Year Growth; *10-Year Growth | 9-Year Growth; *10-Year Growth | CAGR %
1990 | 613039 | 613.039 | 2.085%
1991 | 582979 | 582.979 | 1.95%
1992 | 580494 | 580.494 | 1.913%
1993 | 565933 | 565.933 | 1.846%
1994 | 551791 | 551.791 | 1.778%
1995 | 583140 | 583.14 | 1.826%
1996 | 545376 | 545.376 | 1.664%
1997 | 568679 | 568.679 | 1.703%
1998 | 554829 | 554.829 | 1.631%
1999 | 636545 | 636.545 | 1.817%
2000 | 628889 | 628.889 | 1.75%
2001 | 697677 | 697.677 | 1.874%
2002 | 654751 | 654.751 | 1.777%
2003 | 684444 | 684.444 | 1.81%
2004 | 630818 | 630.818 | 1.671%
2005 | 678259 | 678.259 | 1.76%
2006 | 666689 | 666.689 | 1.719%
2007 | 657408 | 657.408 | 1.663%
2008 | 620306.79 | 620.3068 | 1.56%
2009 | 589356 | 589.356 | 1.508%
2010 | 711734 | 711.734 | 1.849%
2011* | 568323.4692 | 568.3235 | 1.298%
2012 | 485299.747 | 485.2997 | 1.111%
2013 | 546873 | 546.873 | 1.245%
2014 | 441886 | 441.886 | 1.01%
2015 | 372824 | 372.824 | 0.8516%
2016 | 303884 | 303.884 | 0.7094%
2017 | 261392 | 261.392 | 0.6079%
2018 | 249299.8 | 249.2998 | 0.587%
2019 | 255708.8318 | 255.7088 | 0.6%
2020 | 181756.4081 | 181.7564 | 0.4325%
2021 | 276748.1848 | 276.7482 | 0.6481%
2022 | 221483.9685 | 221.484 | 0.4957%
2023 | 563887.2101 | 563.8872 | 1.239%
2024 | 802985.5414 | 802.9855 | 1.668%
| NET ENERGY FOR LOAD (NEL)- MONTHLY | Year(s) | Unit | JAN (W) |  | FEB (W) | MAR |  | APR | MAY | JUN (S) | JUL (S) | AUG (S) | SEP (S) | OCT | NOV | DEC (W) | Year Total
MISO | Net Energy For Load - Year 1 Forecast | 2024 | GWh | 61800 |  | 55400 | 56000 |  | 51400 | 55100 | 60300 | 66800 | 65000 | 57200 | 54300 | 53500 | 59000 | 695800
MRO-Manitoba | Net Energy For Load - Year 1 Forecast | 2024 | GWh | 2888.563 |  | 2509.964 | 2474.707 |  | 2037.96 | 1890.124 | 1780.822 | 1948.54 | 1914.624 | 1817.951 | 2072.939 | 2342.017 | 2772.976 | 26451.187
MRO-SaskPower | Net Energy For Load - Year 1 Forecast | 2024 | GWh | 2429.6 |  | 2158 | 2287 |  | 2096.6 | 2094.3 | 2011.9 | 2155.3 | 2172 | 2081.1 | 2220.1 | 2325.7 | 2460.6 | 26492.2
NPCC-Maritimes | Net Energy For Load - Year 1 Forecast | 2024 | GWh | 3281.3372 |  | 2989.1385 | 2901.4014 |  | 2365.9852 | 2128.7951 | 1912.4282 | 2064.0258 | 2046.6454 | 1925.5312 | 2144.7394 | 2483.6662 | 2980.7176 | 29224.4111
NPCC-New England | Net Energy For Load - Year 1 Forecast | 2024 | GWh | 11387 |  | 9957 | 9821 |  | 8663 | 8613 | 9609 | 11288 | 11130 | 9352 | 9137 | 9492 | 10836 | 119285
NPCC-New York | Net Energy For Load - Year 1 Forecast | 2024 | GWh | 13434.2 |  | 11935 | 12021.6 |  | 10628.2 | 11169.6 | 12763.6 | 15869.3 | 15195.3 | 12336.9 | 11309.1 | 11505.9 | 12851.3 | 151020
NPCC-Ontario | Net Energy For Load - Year 1 Forecast | 2024 | GWh | 13815.8725 |  | 12182.3589 | 12532.0629 |  | 11213.0119 | 11188.2425 | 11862.7493 | 12983.9318 | 12876.074 | 11372.0026 | 11584.4049 | 12049.0227 | 13036.3452 | 146696.0792
NPCC-Quebec | Net Energy For Load - Year 1 Forecast | 2024 | GWh | 22988.2259 |  | 20031.3055 | 19477.1639 |  | 15872.3908 | 14074.5563 | 13434.5866 | 14099.8603 | 14034.8967 | 13227.3803 | 14841.2268 | 17418.9506 | 21458.6236 | 200959.1673
PJM | Net Energy For Load - Year 1 Forecast | 2024 | GWh | 78032 |  | 67308 | 67454 |  | 59600 | 62703 | 70032 | 79981 | 77478 | 65918 | 62509 | 64139 | 74529 | 829683
SERC-C | Net Energy For Load - Year 1 Forecast | 2024 | GWh | 21128 |  | 18283 | 17752 |  | 16231 | 18041 | 20514 | 22663 | 22269 | 18776 | 16872 | 17374 | 19816 | 229719
SERC-E | Net Energy For Load - Year 1 Forecast | 2024 | GWh | 21356 |  | 18905 | 17560 |  | 16116 | 17896 | 21118 | 23105 | 22541 | 19159 | 16587 | 17717 | 20302 | 232362
SERC-FP | Net Energy For Load - Year 1 Forecast | 2024 | GWh | 19507.02 |  | 17544.45 | 19080.84 |  | 19935.22 | 22881.5 | 24594.09 | 26101.3 | 26455.42 | 24187.94 | 22323.24 | 18899.64 | 19594.42 | 261105.08
SERC-SE | Net Energy For Load - Year 1 Forecast | 2024 | GWh | 21605 |  | 18439 | 18388 |  | 17119 | 19820 | 22354 | 24644 | 24410 | 20831 | 18432 | 18241 | 20680 | 244963
SPP | Net Energy For Load - Year 1 Forecast | 2024 | GWh | 26646.094 |  | 23480.721 | 23517.335 |  | 22152.318 | 24253.544 | 27777.13 | 31583.506 | 30991.458 | 26102.337 | 24134.085 | 24051.407 | 26924.778 | 311614.713
TRE-ERCOT | Net Energy For Load - Year 1 Forecast | 2024 | GWh | 42467.0511 |  | 37772.2754 | 39548.6262 |  | 39024.1635 | 44258.9883 | 48943.0029 | 52452.8753 | 53113.3909 | 46610.1558 | 43994.4755 | 40571.3244 | 43467.0851 | 532223.4145
WECC-AB | Net Energy For Load - Year 1 Forecast | 2024 | GWh | 8294.1111 |  | 7264.9616 | 7827.7842 |  | 6958.2595 | 7018.6633 | 7131.4064 | 7665.8797 | 7498.6249 | 6916.9021 | 7358.0602 | 7740.672 | 8297.5337 | 89972.8587
WECC-BC | Net Energy For Load - Year 1 Forecast | 2024 | GWh | 6616.8704 |  | 6169.2356 | 5935.3626 |  | 5412.9674 | 5136.5099 | 4984.7589 | 5105.5612 | 5101.5648 | 5066.0504 | 5414.9353 | 5960.1832 | 6546.245 | 67450.2446
WECC-CAMX | Net Energy For Load - Year 1 Forecast | 2024 | GWh | 21158.2768 |  | 18408.2651 | 19828.2745 |  | 18909.0916 | 21265.1954 | 23521.6662 | 27550.5095 | 27704.5071 | 25280.4577 | 22254.2112 | 20310.9871 | 21785.7028 | 267977.1451
WECC-NW | Net Energy For Load - Year 1 Forecast | 2024 | GWh | 36675.9557 |  | 32876.4547 | 33638.9145 |  | 30885.1012 | 32110.2214 | 34164.9665 | 39073.2905 | 38169.8804 | 32998.8654 | 32569.049 | 33514.2841 | 37496.8472 | 414173.8305
WECC-SW | Net Energy For Load - Year 1 Forecast | 2024 | GWh | 9026.921 |  | 8049.5027 | 8584.8817 |  | 8832.3738 | 10177.3056 | 12114.8263 | 13632.9717 | 13367.9329 | 11634.4765 | 9762.2826 | 8647.2795 | 9327.676 | 123158.4303
Total |  |  |  | 444538.0987 |  | 391663.633 | 396630.9538 |  | 365452.6428 | 391820.5458 | 430924.9334 | 480767.8518 | 473470.3191 | 412794.0499 | 389819.8491 | 388284.0336 | 434163.8502 | 5000330.7612
| NET ENERGY FOR LOAD(NEL) - ANNUAL | Year(s) | Unit | 2033
MISO | Net Energy for Load - Year 2-10 Forecast | 2025-2033 | GWh | 770447.4684
MRO-Manitoba | Net Energy for Load - Year 2-10 Forecast | 2025-2033 | GWh | 29686.0864
MRO-SaskPower | Net Energy for Load - Year 2-10 Forecast | 2025-2033 | GWh | 29626.2648
NPCC-Maritimes | Net Energy for Load - Year 2-10 Forecast | 2025-2033 | GWh | 30855.404
NPCC-New England | Net Energy for Load - Year 2-10 Forecast | 2025-2033 | GWh | 143986
NPCC-New York | Net Energy for Load - Year 2-10 Forecast | 2025-2033 | GWh | 176040
NPCC-Ontario | Net Energy for Load - Year 2-10 Forecast | 2025-2033 | GWh | 194802.0036
NPCC-Quebec | Net Energy for Load - Year 2-10 Forecast | 2025-2033 | GWh | 248197.2377
PJM | Net Energy for Load - Year 2-10 Forecast | 2025-2033 | GWh | 1021955
SERC-C | Net Energy for Load - Year 2-10 Forecast | 2025-2033 | GWh | 237301
SERC-E | Net Energy for Load - Year 2-10 Forecast | 2025-2033 | GWh | 291333
SERC-FP | Net Energy for Load - Year 2-10 Forecast | 2025-2033 | GWh | 286070.58
SERC-SE | Net Energy for Load - Year 2-10 Forecast | 2025-2033 | GWh | 268187
SPP | Net Energy for Load - Year 2-10 Forecast | 2025-2033 | GWh | 373070.171
TRE-ERCOT | Net Energy for Load - Year 2-10 Forecast | 2025-2033 | GWh | 542454.6 | NEED TO CONFIRM THIS NUMBER
WECC-AB | Net Energy for Load - Year 2-10 Forecast | 2025-2033 | GWh | 96752.0594
WECC-BC | Net Energy for Load - Year 2-10 Forecast | 2025-2033 | GWh | 73859.0377
WECC-CAMX | Net Energy for Load - Year 2-10 Forecast | 2025-2033 | GWh | 330690.8206
WECC-NWPP-US | Net Energy for Load - Year 2-10 Forecast | 2025-2033 | GWh | 490261.8689
WECC-SRSG | Net Energy for Load - Year 2-10 Forecast | 2025-2033 | GWh | 165707.7
Total |  |  |  | 5803316.3026
BPS Net Energy for Load Growth
Note on E7: Author: only 9 years; G calculation changed
Note on B45: Author: only 9 years; G calculation changed

## Table H
NERC-Wide Peak Total Internal Demand Demand Growth
| Peak Season | 2024 | 2025 | 2026 | 2027 | 2028 | 2029 | 2030 | 2031 | 2032 | 2033 | CAGR %
NPCC-Ontario | S | 23384.619 | 23860.1599 | 24264.4836 | 24627.3797 | 25247.5887 | 26037.8022 | 26472.9706 | 27372.8266 | 27974.1724 | 28789.0213 | 2.337%
WECC-SW | S | 28347.4751 | 29184.3843 | 30098.3339 | 30905.3191 | 31683.9195 | 32401.3759 | 33082.4577 | 33675.5388 | 34300.7157 | 34885.7165 | 2.333%
WECC-CAMX | S | 56619.4653 | 57273.9686 | 59291.3266 | 60131.1134 | 61289.3235 | 61066.5047 | 62336.1628 | 65876.4733 | 67251.2759 | 69063.5708 | 2.232%
Texas RE-ERCOT | S | 88872.5122 | 95720.675 | 101404.667 | 105416.833 | 106365.433 | 106950.533 | 106771.533 | 106463.233 | 106062.233 | 106961.233 | 2.08%
SERC-E | S | 44099 | 44789 | 46308 | 47378 | 48286 | 49533 | 50349 | 50896 | 51741 | 52155 | 1.882%
NPCC-Québec | W | 41496.6229 | 41953.8863 | 42475.9194 | 43384.7279 | 44070.0986 | 44784.1435 | 45577.2949 | 46635.1443 | 47828.47 | 49040.5255 | 1.873%
MRO-Manitoba Hydro | W | 4796.6055 | 4923.2791 | 4967.7646 | 5036.6466 | 5268.0014 | 5366.4433 | 5426.5188 | 5486.4973 | 5555.5292 | 5629.0299 | 1.794%
SERC-SE | S | 46984 | 48384 | 50467 | 50852 | 51974 | 53031 | 53794 | 54233 | 54677 | 55078 | 1.782%
WECC-NW | S | 68274.3946 | 69744.5063 | 71579.6264 | 73625.5742 | 75078.6605 | 75916.9929 | 76736.4505 | 77461.7868 | 78315.688 | 78835.2066 | 1.611%
SPP | S | 55669.2687 | 57171.1932 | 59031.4828 | 59764.3937 | 60596.0249 | 61963.1543 | 62489.7393 | 63286.6386 | 63763.7858 | 64172.2335 | 1.592%
PJM | S | 153493 | 156803 | 159859 | 162972 | 165681 | 167873 | 170008 | 172109 | 174366 | 176822 | 1.585%
MRO-SaskPower | W | 3917.4 | 4025.2908 | 4149.3893 | 4188.7989 | 4209.8912 | 4241.9655 | 4271.2113 | 4314.6539 | 4358.9315 | 4408.4425 | 1.321%
NPCC-New England | S | 24579 | 24702 | 24845 | 25076 | 25364 | 25706 | 26100 | 26547 | 27052 | 27566.61 | 1.283%
SERC-FP | S | 53509 | 53795 | 54015 | 54551 | 55250 | 55879 | 56593 | 57612 | 58631 | 59679 | 1.22%
NPCC-New York | S | 31650 | 31900 | 32110 | 32130 | 32340 | 32580 | 32880 | 33320 | 33830 | 34210 | 0.868%
MISO | S | 122327.6084 | 124343 | 126073 | 128700 | 129401 | 130120 | 130493 | 131327 | 131952 | 131952 | 0.8451%
NPCC-Maritimes | W | 6200.8511 | 6055.6 | 6094.8 | 6141.4 | 6215.7 | 6271.6 | 6331.2 | 6397.9 | 6474.0969 | 6559.9949 | 0.6276%
WECC-AB | W | 12411.3282 | 12463.1312 | 12434.4461 | 12510.0873 | 12527.5457 | 12759.4821 | 12830.7507 | 12956.4814 | 12992.3126 | 13075.8023 | 0.5812%
SERC-C | S | 42983.29 | 43202.32 | 43398.97 | 43383.92 | 43439.91 | 43635.53 | 43724.82 | 43913.13 | 44077.11 | 44315.91 | 0.3398%
WECC-BC | W | 11986.0149 | 11959.4672 | 12014.6685 | 11983.0271 | 12075.3424 | 12082.3413 | 12130.2182 | 12174.3864 | 12237.4406 | 12305.2495 | 0.2925%
TOTAL | - | 921601.4558 | 942253.8618 | 964882.8782 | 982758.2209 | 996363.4394 | 1008199.8688 | 1018398.3276 | 1032058.6904 | 1043440.7614 | 1055504.5464 | 1.519%
NERC-Wide Summer Total Internal Demand Demand Growth
| Summer | 2024 | 2025 | 2026 | 2027 | 2028 | 2029 | 2030 | 2031 | 2032 | 2033 | CAGR % | Top 5 Summer Demand Change
MISO | S | 122327.6084 | 124343 | 126073 | 128700 | 129401 | 130120 | 130493 | 131327 | 131952 | 131952 | 0.8451% | Assessment Area | Demand Change
MRO-Manitoba Hydro | S | 3161.9231 | 3248.7561 | 3269.2483 | 3277.1094 | 3484.6079 | 3440.1195 | 3477.6493 | 3521.718 | 3565.3335 | 3612.9208 | 1.493% | NPCC-Québec | 2.697%
MRO-SaskPower | S | 3620.1 | 3681.9594 | 3783.3354 | 3899.9745 | 3937.0153 | 3956.8397 | 3986.986 | 4014.4739 | 4055.3053 | 4096.9213 | 1.384% | NPCC-Ontario | 2.337%
NPCC-Maritimes | S | 3513.8693 | 3438.894 | 3456.4194 | 3475.408 | 3498.9966 | 3516.4642 | 3535.9845 | 3544.3574 | 3562.8566 | 3585.1009 | 0.2232% | WECC-SW | 2.333%
NPCC-New England | S | 24579 | 24702 | 24845 | 25076 | 25364 | 25706 | 26100 | 26547 | 27052 | 27566.61 | 1.283% | WECC-CAMX | 2.232%
NPCC-New York | S | 31650 | 31900 | 32110 | 32130 | 32340 | 32580 | 32880 | 33320 | 33830 | 34210 | 0.868% | Texas RE-ERCOT | 2.08%
NPCC-Ontario | S | 23384.619 | 23860.1599 | 24264.4836 | 24627.3797 | 25247.5887 | 26037.8022 | 26472.9706 | 27372.8266 | 27974.1724 | 28789.0213 | 2.337%
NPCC-Québec | S | 23805.7232 | 24228.5382 | 24675.0693 | 25281.5238 | 25999.3518 | 26695.6739 | 27409.2678 | 28084.5923 | 29142.724 | 30247.0981 | 2.697%
PJM | S | 153493 | 156803 | 159859 | 162972 | 165681 | 167873 | 170008 | 172109 | 174366 | 176822 | 1.585%
SERC-C | S | 42983.29 | 43202.32 | 43398.97 | 43383.92 | 43439.91 | 43635.53 | 43724.82 | 43913.13 | 44077.11 | 44315.91 | 0.3398%
SERC-E | S | 44099 | 44789 | 46308 | 47378 | 48286 | 49533 | 50349 | 50896 | 51741 | 52155 | 1.882%
SERC-FP | S | 53509 | 53795 | 54015 | 54551 | 55250 | 55879 | 56593 | 57612 | 58631 | 59679 | 1.22%
SERC-SE | S | 46984 | 48384 | 50467 | 50852 | 51974 | 53031 | 53794 | 54233 | 54677 | 55078 | 1.782%
SPP | S | 55669.2687 | 57171.1932 | 59031.4828 | 59764.3937 | 60596.0249 | 61963.1543 | 62489.7393 | 63286.6386 | 63763.7858 | 64172.2335 | 1.592%
Texas RE-ERCOT | S | 88872.5122 | 95720.675 | 101404.667 | 105416.833 | 106365.433 | 106950.533 | 106771.533 | 106463.233 | 106062.233 | 106961.233 | 2.08%
WECC-AB | S | 12246.3831 | 12498.2514 | 12435.9159 | 12664.1731 | 12595.5752 | 12417.5175 | 12383.1216 | 12889.3961 | 12847.6589 | 13031.2516 | 0.6926%
WECC-BC | S | 9330.809 | 9352.6998 | 9303.4711 | 9412.4883 | 9463.79 | 9503.1286 | 9541.0942 | 9576.2396 | 9625.8116 | 9679.0252 | 0.4079%
WECC-CAMX | S | 56619.4653 | 57273.9686 | 59291.3266 | 60131.1134 | 61289.3235 | 61066.5047 | 62336.1628 | 65876.4733 | 67251.2759 | 69063.5708 | 2.232%
WECC-NW | S | 68274.3946 | 69744.5063 | 71579.6264 | 73625.5742 | 75078.6605 | 75916.9929 | 76736.4505 | 77461.7868 | 78315.688 | 78835.2066 | 1.611%
WECC-SW | S | 28347.4751 | 29184.3843 | 30098.3339 | 30905.3191 | 31683.9195 | 32401.3759 | 33082.4577 | 33675.5388 | 34300.7157 | 34885.7165 | 2.333%
TOTAL | S | 896471.441 | 917322.306 | 939669.3496 | 957524.2101 | 970976.1968 | 982223.6364 | 992165.2372 | 1005724.4043 | 1016793.6706 | 1028737.8198 | 1.541%
NERC-Wide Winter Total Internal Demand Demand Growth
| Peak Season | 2024 | 2025 | 2026 | 2027 | 2028 | 2029 | 2030 | 2031 | 2032 | 2033 | CAGR % | Top 5 Winter Demand Change
Texas RE-ERCOT | W | 79316.9716 | 87353.675 | 87353.675 | 94159.667 | 99582.833 | 102729.933 | 104511.533 | 106267.533 | 107953.233 | 109566.233 | 3.655% | Assessment Area | Demand Change
NPCC-New England | W | 20639 | 21075 | 21559 | 22136 | 22825 | 23628 | 24562 | 25608 | 26768 | 27980.5 | 3.439% | Texas RE-ERCOT | 3.655%
WECC-CAMX | W | 36659.2068 | 37185.106 | 37908.8872 | 38599.2198 | 39573.1888 | 40654.5521 | 42505.6073 | 44352.964 | 46528.6417 | 48844.5235 | 3.24% | NPCC-New England | 3.439%
WECC-SW | W | 17242.7487 | 17607.9656 | 18420.0996 | 19169.1563 | 19981.8326 | 20668.5349 | 21308.622 | 21836.8839 | 22452.7481 | 22886.4777 | 3.196% | WECC-CAMX | 3.24%
NPCC-New York | W | 24210 | 24730 | 25270 | 25760 | 26350 | 27020 | 27900 | 28850 | 29950 | 31480 | 2.961% | NPCC-New York | 3.231%
NPCC-Ontario | W | 23399.7879 | 23988.7498 | 24658.5747 | 25311.1913 | 26008.7395 | 26909.8999 | 27545.3036 | 28160.1305 | 28629.6442 | 28987.1612 | 2.408% | WECC-SW | 3.196%
PJM | W | 139224 | 142824 | 146998 | 149836 | 152870 | 155549 | 158580 | 160732 | 163069 | 165705 | 1.954%
NPCC-Québec | W | 41496.6229 | 41953.8863 | 42475.9194 | 43384.7279 | 44070.0986 | 44784.1435 | 45577.2949 | 46635.1443 | 47828.47 | 49040.5255 | 1.873%
WECC-NW | W | 59514.8181 | 61291.1539 | 63175.8533 | 64816.1088 | 65931.9256 | 66806.0196 | 67728.5107 | 68620.958 | 69492.1691 | 70141.1619 | 1.842%
MRO-Manitoba Hydro | W | 4796.6055 | 4923.2791 | 4967.7646 | 5036.6466 | 5268.0014 | 5366.4433 | 5426.5188 | 5486.4973 | 5555.5292 | 5629.0299 | 1.794%
SPP | W | 46649.3505 | 48820.9629 | 49481.8187 | 51046.8055 | 51808.612 | 52366.823 | 52905.3396 | 53461.6699 | 53768.5307 | 54005.3521 | 1.64%
SERC-E | W | 45720 | 46806 | 46874 | 47889 | 49001 | 49895 | 50563 | 51066 | 51749 | 52068 | 1.455%
SERC-SE | W | 46717 | 48713 | 48713 | 49002 | 50063 | 51030 | 51723 | 52104 | 52492 | 52829 | 1.376%
MRO-SaskPower | W | 3917.4 | 4025.2908 | 4149.3893 | 4188.7989 | 4209.8912 | 4241.9655 | 4271.2113 | 4314.6539 | 4358.9315 | 4408.4425 | 1.321%
SERC-FP | W | 49535 | 50086 | 49666 | 49698 | 50283 | 51058 | 51550 | 52347 | 53069 | 53873 | 0.9371%
MISO | W | 98069.4 | 99459 | 101990 | 102899 | 103595 | 104217 | 105432 | 105600 | 106476 | 106476 | 0.918%
NPCC-Maritimes | W | 6200.8511 | 6055.6 | 6094.8 | 6141.4 | 6215.7 | 6271.6 | 6331.2 | 6397.9 | 6474.0969 | 6559.9949 | 0.6276%
WECC-AB | W | 12411.3282 | 12463.1312 | 12434.4461 | 12510.0873 | 12527.5457 | 12759.4821 | 12830.7507 | 12956.4814 | 12992.3126 | 13075.8023 | 0.5812%
WECC-BC | W | 11986.0149 | 11959.4672 | 12014.6685 | 11983.0271 | 12075.3424 | 12082.3413 | 12130.2182 | 12174.3864 | 12237.4406 | 12305.2495 | 0.2925%
SERC-C | W | 43128.47 | 43449.03 | 43556.81 | 43582.99 | 43637.76 | 43592.14 | 43662.57 | 43842.15 | 43993.36 | 44243.69 | 0.2841%
TOTAL | W | 810834.576 | 834770.2977 | 847762.7064 | 867149.8266 | 885878.4708 | 901630.8782 | 917044.6801 | 930814.3525 | 945838.1076 | 960105.1441 | 1.895%
BPS Total Internal Demand Growth by Peak Season and by Season

## Table I
See Demand Assumptions and Resources Categories description in the 2024 LTRA for definitions of generations unit status tiers
Existing and Tier 1 - Eastern
| 2024 | 2025 | 2026 | 2027 | 2028 | 2029 | 2030 | 2031 | 2032 | 2033 | 2034
Coal | 145081.5813 | 140710.8963 | 137779.4963 | 135215.7963 | 131938.1963 | 125187.0963 | 122297.3963 | 119866.4963 | 117580.4963 | 115334.1963 | 112901.1963
Petroleum | 30157.9136 | 29287.2905 | 28878.2905 | 28681.9145 | 28672.2145 | 26579.6865 | 26465.8815 | 26478.9815 | 26466.9815 | 26397.3815 | 26377.3815
Natural Gas and Other Gases | 334953.5658 | 337936.3453 | 340886.1523 | 342574.4183 | 345117.7503 | 345504.8383 | 344717.5063 | 342205.2563 | 343680.8733 | 344138.8733 | 343627.9343
Biomass | 4028.4815 | 4030.6672 | 4021.6892 | 3966.9872 | 3847.5825 | 3847.5825 | 3645.9475 | 3617.0475 | 3617.0475 | 3613.0475 | 3613.0475
Solar | 27455.2814 | 42325.9669 | 52277.7432 | 59814.3507 | 62700.7377 | 63566.3177 | 63707.3207 | 63841.3177 | 63984.5177 | 63982.3177 | 63982.6087
Wind | 14480.8547 | 17101.0231 | 18872.7272 | 20174.5767 | 20458.9368 | 20170.9226 | 20390.2426 | 20228.7726 | 20483.2946 | 20221.8976 | 20137.5316
Geothermal | 0 | 0 | 0 | 0 | 0 | 0 | 0 | 0 | 0 | 0 | 0
Conventional Hydro | 35392.0867 | 36518.4857 | 36537.7427 | 36602.1827 | 36634.5827 | 36657.8227 | 35950.3307 | 35954.7307 | 35976.0307 | 35840.1307 | 35840.1307
Run of River Hydro | 1600.8921 | 1649.3721 | 1661.2521 | 1661.2521 | 1551.2521 | 1551.2521 | 1551.2521 | 1551.2521 | 1551.2521 | 1551.2521 | 1661.2521
Pumped Storage | 18056.002 | 18125.117 | 18175.117 | 18175.117 | 18175.117 | 18175.117 | 18179.117 | 18179.117 | 18179.117 | 18179.117 | 18179.117
Nuclear | 93308.703 | 92257.269 | 92357.269 | 91252.689 | 92009.829 | 91512.4798 | 92392.9178 | 92289.9978 | 93622.1478 | 93622.1478 | 95253.5886
Hybrid | 283.59 | 1772.1832 | 2699.3632 | 3023.3532 | 3288.1532 | 3308.1532 | 3308.1532 | 3308.1532 | 3308.1532 | 3308.1532 | 3308.1532
Other | 545.69 | 529.3768 | 529.3768 | 525.4768 | 525.4768 | 513.7768 | 510.0768 | 510.0768 | 510.0768 | 510.0768 | 510.0768
Battery | 1885.9617 | 1865.006 | 4460.0387 | 6187.2187 | 8255.4587 | 8476.4587 | 9017.4587 | 9378.4587 | 9851.9587 | 9850.9587 | 9849.4587
Unknown | 0 | 0 | 0 | 0 | 0 | 0 | 0 | 0 | 0 | 0 | 0
Existing and Tier 1 - Quebec
| 2024 | 2025 | 2026 | 2027 | 2028 | 2029 | 2030 | 2031 | 2032 | 2033 | 2034
Coal | 0 | 0 | 0 | 0 | 0 | 0 | 0 | 0 | 0 | 0 | 0
Petroleum | 428.5 | 428.5 | 428.5 | 428.5 | 428.5 | 428.5 | 428.5 | 428.5 | 428.5 | 428.5 | 428.5
Natural Gas and Other Gases | 0 | 0 | 0 | 0 | 0 | 0 | 0 | 0 | 0 | 0 | 0
Biomass | 390.102 | 399.602 | 399.602 | 399.602 | 399.602 | 399.602 | 399.602 | 399.602 | 399.602 | 399.602 | 399.602
Solar | 0 | 0 | 0 | 0 | 0 | 0 | 0 | 0 | 0 | 0 | 0
Wind | 1448.694 | 1448.694 | 1806.8692 | 2002.1892 | 2172.6492 | 2353.8372 | 2353.8372 | 2353.8372 | 2353.8372 | 2353.8372 | 2353.8372
Geothermal | 0 | 0 | 0 | 0 | 0 | 0 | 0 | 0 | 0 | 0 | 0
Conventional Hydro | 38919.711 | 38925.381 | 38962.351 | 38999.321 | 39036.291 | 39036.291 | 39044.291 | 39044.291 | 39044.291 | 39044.291 | 39044.291
Run of River Hydro | 446.0025 | 446.0025 | 446.0025 | 446.0025 | 446.0025 | 446.0025 | 446.0025 | 446.0025 | 446.0025 | 446.0025 | 446.0025
Pumped Storage | 0 | 0 | 0 | 0 | 0 | 0 | 0 | 0 | 0 | 0 | 0
Nuclear | 0 | 0 | 0 | 0 | 0 | 0 | 0 | 0 | 0 | 0 | 0
Hybrid | 0 | 0 | 0 | 0 | 0 | 0 | 0 | 0 | 0 | 0 | 0
Other | 0 | 0 | 0 | 0 | 0 | 0 | 0 | 0 | 0 | 0 | 0
Battery | 0 | 0 | 0 | 0 | 0 | 0 | 0 | 0 | 0 | 0 | 0
Unknown | 0 | 0 | 0 | 0 | 0 | 0 | 0 | 0 | 0 | 0 | 0
Existing and Tier 1 - Texas
| 2024 | 2025 | 2026 | 2027 | 2028 | 2029 | 2030 | 2031 | 2032 | 2033 | 2034
Coal | 13567.6 | 13567.6 | 13567.6 | 13567.6 | 13567.6 | 13567.6 | 13567.6 | 13567.6 | 13567.6 | 13567.6 | 13567.6
Petroleum | 9.95 | 9.95 | 9.95 | 9.95 | 9.95 | 9.95 | 9.95 | 9.95 | 9.95 | 9.95 | 9.95
Natural Gas and Other Gases | 50480.4 | 50567.9 | 50694.4 | 50845.4 | 51458.4 | 51458.4 | 51458.4 | 51458.4 | 51458.4 | 51458.4 | 51458.4
Biomass | 162.8 | 162.8 | 162.8 | 162.8 | 162.8 | 162.8 | 162.8 | 162.8 | 162.8 | 162.8 | 162.8
Solar | 19098.308 | 29556.6584 | 41201.0744 | 45984.332 | 46485.4228 | 47162.8868 | 47162.8868 | 47162.8868 | 47162.8868 | 47162.8868 | 47162.8868
Wind | 11061.652 | 11332.41 | 11908.143 | 12165.565 | 12165.565 | 12165.565 | 12165.565 | 12165.565 | 12165.565 | 12165.565 | 12165.565
Geothermal | 0 | 0 | 0 | 0 | 0 | 0 | 0 | 0 | 0 | 0 | 0
Conventional Hydro | 457.84 | 457.84 | 457.84 | 457.84 | 457.84 | 457.84 | 457.84 | 457.84 | 457.84 | 457.84 | 457.84
Run of River Hydro | 0 | 0 | 0 | 0 | 0 | 0 | 0 | 0 | 0 | 0 | 0
Pumped Storage | 0 | 0 | 0 | 0 | 0 | 0 | 0 | 0 | 0 | 0 | 0
Nuclear | 4973.2 | 4973.2 | 4973.2 | 4973.2 | 4973.2 | 4973.2 | 4973.2 | 4973.2 | 4973.2 | 4973.2 | 4973.2
Hybrid | 0 | 0 | 0 | 0 | 0 | 0 | 0 | 0 | 0 | 0 | 0
Other | 0 | 0 | 0 | 0 | 0 | 0 | 0 | 0 | 0 | 0 | 0
Battery | 0 | 0 | 0 | 0 | 0 | 0 | 0 | 0 | 0 | 0 | 0
Unknown | 0 | 0 | 0 | 0 | 0 | 0 | 0 | 0 | 0 | 0 | 0
Existing and Tier 1 - Western
| 2024 | 2025 | 2026 | 2027 | 2028 | 2029 | 2030 | 2031 | 2032 | 2033 | 2034
Coal | 21753.0565 | 20972.1713 | 15933.0097 | 15919.0537 | 14071.1084 | 13167.8695 | 12378.0416 | 11607.8693 | 10170.4878 | 9094.9732 | 9095.944
Petroleum | 828.875 | 828.875 | 828.875 | 826.3939 | 825.3507 | 823.4073 | 823.4073 | 1211.6467 | 1211.893 | 1209.4095 | 1211.6467
Natural Gas and Other Gases | 104743.2031 | 105187.0599 | 105163.3799 | 101815.9644 | 101206.8642 | 101011.9596 | 100951.6932 | 100675.3931 | 100493.8294 | 99823.5499 | 98800.5463
Biomass | 2799.0773 | 2790.7128 | 2784.501 | 2740.7934 | 2739.7981 | 2665.4371 | 2665.4371 | 2665.4371 | 2664.4162 | 2646.1678 | 2637.1353
Solar | 25054.1063 | 29663.5681 | 30767.9542 | 30443.364 | 33013.25 | 31081.8326 | 31071.4334 | 31070.5175 | 33315.3009 | 30418.7482 | 30941.1715
Wind | 6322.7373 | 6807.0607 | 7516.2117 | 8217.9738 | 8968.5238 | 7542.3789 | 7539.7471 | 7539.7471 | 7997.3835 | 8236.3679 | 7485.7287
Geothermal | 3920.3164 | 3934.524 | 4040.1766 | 4041.0277 | 4109.572 | 4103.3579 | 3982.9643 | 3982.9643 | 3946.3447 | 3850.3195 | 3825.0403
Conventional Hydro | 35831.3252 | 36401.4926 | 36430.8989 | 37103.6096 | 37954.2239 | 36342.536 | 36340.1647 | 36321.9478 | 37566.3187 | 37042.1529 | 36189.0766
Run of River Hydro | 0 | 0 | 0 | 0 | 0 | 0 | 0 | 0 | 0 | 0 | 0
Pumped Storage | 1365.6671 | 1365.6671 | 1365.6671 | 1429.6325 | 2188.904 | 1365.6671 | 1365.6671 | 1365.6671 | 2148.6202 | 1429.6325 | 1370.1869
Nuclear | 7102.5836 | 7102.5836 | 7102.5836 | 7093.6519 | 7090.3566 | 7102.5836 | 7102.5836 | 4891.74 | 4895.0945 | 4878.4568 | 4891.74
Hybrid | 1203.382 | 1203.382 | 1203.382 | 1205.1248 | 1209.7607 | 1203.382 | 1203.382 | 1203.382 | 1212.4717 | 1205.1248 | 1203.382
Other | 228.6241 | 199.6877 | 199.6877 | 199.7995 | 199.7862 | 199.6877 | 199.6877 | 199.6877 | 199.7536 | 199.7995 | 199.6877
Battery | 13991.9279 | 17983.982 | 19482.391 | 19625.6262 | 19612.9797 | 19661.773 | 19661.773 | 19661.773 | 19684.5395 | 19625.6262 | 19661.773
Unknown | 0 | 0 | 0 | 0 | 0 | 0 | 0 | 0 | 0 | 0 | 0
10-Year On Peak Resources by Interconnection

## Table J
See Demand Assumptions and Resource Categories description in the 2024 LTRA for definitions of generating unit status tiers
Existing and Tier 1 - Eastern
| 2024 | 2025 | 2026 | 2027 | 2028 | 2029 | 2030 | 2031 | 2032 | 2033 | 2034
Coal | 213862.508 | 209099.608 | 204135.208 | 202423.808 | 196744.908 | 194499.708 | 190225.808 | 186799.008 | 186799.008 | 181575.508 | 181575.508
Petroleum | 36443.1195 | 34737.6195 | 34709.8195 | 34501.7195 | 34485.0195 | 34485.0195 | 34369.6195 | 34363.7195 | 34283.0195 | 34213.1195 | 34188.1195
Natural Gas and Other Gases | 407026.054 | 408338.907 | 412276.807 | 413496.007 | 414241.407 | 413856.407 | 422295.807 | 422532.107 | 423858.107 | 423716.707 | 425042.707
Biomass | 5662.833 | 5601.013 | 5595.013 | 5580.713 | 5514.603 | 5514.603 | 5514.603 | 5485.703 | 5485.703 | 5484.603 | 5484.603
Solar | 72398.9247 | 94061.9597 | 103490.5797 | 106833.1297 | 108575.4697 | 109930.2697 | 110972.6697 | 113349.0697 | 115733.0697 | 115881.1697 | 115881.1697
Wind | 101814.874 | 111459.884 | 116343.884 | 117370.384 | 117548.884 | 119031.484 | 119024.484 | 120202.184 | 120202.184 | 120102.484 | 120102.484
Geothermal | 0 | 0 | 5 | 5 | 5 | 5 | 5 | 5 | 5 | 5 | 5
Conventional Hydro | 43401.8938 | 43370.5638 | 43390.9338 | 43404.4138 | 43404.4138 | 43413.9138 | 43411.4138 | 43411.4138 | 43411.4138 | 43269.2138 | 43269.2138
Run of River Hydro | 2721.7163 | 2721.7163 | 2721.7163 | 2721.7163 | 2721.7163 | 2721.7163 | 2721.7163 | 2721.7163 | 2721.7163 | 2721.7163 | 2721.7163
Pumped Storage | 19781.7 | 19766 | 19766 | 19766 | 19766 | 19766 | 19766 | 19766 | 19766 | 19766 | 19766
Nuclear | 106410.6 | 106410.6 | 104314.4 | 104314.4 | 104314.4 | 104623.4 | 105175.4 | 105175.4 | 105727.4 | 106279.4 | 107140.4
Hybrid | 1942.6198 | 3671.8918 | 4106.7918 | 4106.7918 | 4106.7918 | 4106.7918 | 4106.7918 | 4106.7918 | 4106.7918 | 4106.7918 | 4106.7918
Other | 1131.1917 | 1131.1917 | 1131.1917 | 1126.8817 | 1110.9517 | 1110.9517 | 1107.2517 | 1107.2517 | 1107.2517 | 1107.2517 | 1107.2517
Battery | 2539.109 | 4320.809 | 7017.445 | 7804.595 | 10267.815 | 11281.815 | 11960.815 | 12460.815 | 13260.815 | 13260.815 | 13260.815
Unknown | 0 | 0 | 0 | 0 | 0 | 0 | 0 | 0 | 0 | 0 | 0
Existing and Tier 1 - Quebec
| 2024 | 2025 | 2026 | 2027 | 2028 | 2029 | 2030 | 2031 | 2032 | 2033 | 2034
Coal | 0 | 0 | 0 | 0 | 0 | 0 | 0 | 0 | 0 | 0 | 0
Petroleum | 428.5 | 428.5 | 428.5 | 428.5 | 428.5 | 428.5 | 428.5 | 428.5 | 428.5 | 428.5 | 428.5
Natural Gas and Other Gases | 0 | 0 | 0 | 0 | 0 | 0 | 0 | 0 | 0 | 0 | 0
Biomass | 405.082 | 405.082 | 405.082 | 405.082 | 405.082 | 405.082 | 405.082 | 405.082 | 405.082 | 405.082 | 405.082
Solar | 9.5 | 9.5 | 9.5 | 9.5 | 9.5 | 9.5 | 9.5 | 9.5 | 9.5 | 9.5 | 9.5
Wind | 3875.05 | 3875.05 | 6244.01 | 6540.01 | 6711.01 | 7717.61 | 7717.61 | 7717.61 | 7717.61 | 7717.61 | 7717.61
Geothermal | 0 | 0 | 0 | 0 | 0 | 0 | 0 | 0 | 0 | 0 | 0
Conventional Hydro | 40460.544 | 40460.544 | 40460.544 | 40460.544 | 40460.544 | 40460.544 | 40460.544 | 40460.544 | 40460.544 | 40460.544 | 40460.544
Run of River Hydro | 446.3025 | 446.3025 | 446.3025 | 446.3025 | 446.3025 | 446.3025 | 446.3025 | 446.3025 | 446.3025 | 446.3025 | 446.3025
Pumped Storage | 0 | 0 | 0 | 0 | 0 | 0 | 0 | 0 | 0 | 0 | 0
Nuclear | 0 | 0 | 0 | 0 | 0 | 0 | 0 | 0 | 0 | 0 | 0
Hybrid | 0 | 0 | 0 | 0 | 0 | 0 | 0 | 0 | 0 | 0 | 0
Other | 0 | 0 | 0 | 0 | 0 | 0 | 0 | 0 | 0 | 0 | 0
Battery | 0 | 0 | 0 | 0 | 0 | 0 | 0 | 0 | 0 | 0 | 0
Unknown | 0 | 0 | 0 | 0 | 0 | 0 | 0 | 0 | 0 | 0 | 0
Existing and Tier 1 - Texas
| 2024 | 2025 | 2026 | 2027 | 2028 | 2029 | 2030 | 2031 | 2032 | 2033 | 2034
Coal | 14713.39 | 14713.39 | 14713.39 | 14713.39 | 14713.39 | 14713.39 | 14713.39 | 14713.39 | 14713.39 | 14713.39 | 14713.39
Petroleum | 9.95 | 9.95 | 9.95 | 9.95 | 9.95 | 9.95 | 9.95 | 9.95 | 9.95 | 9.95 | 9.95
Natural Gas and Other Gases | 58938.06 | 59230.16 | 59418.56 | 59418.56 | 59418.56 | 59418.56 | 59418.56 | 59418.56 | 59418.56 | 59418.56 | 59418.56
Biomass | 174.25 | 174.25 | 174.25 | 174.25 | 174.25 | 174.25 | 174.25 | 174.25 | 174.25 | 174.25 | 174.25
Solar | 31057.54 | 46665.58 | 58260.79 | 61007.49 | 62405.92 | 62405.92 | 62405.92 | 62405.92 | 62405.92 | 62405.92 | 62405.92
Wind | 39531.54 | 41999.14 | 42718.64 | 43169.24 | 43169.24 | 43169.24 | 43169.24 | 43169.24 | 43169.24 | 43169.24 | 43169.24
Geothermal | 0 | 0 | 0 | 0 | 0 | 0 | 0 | 0 | 0 | 0 | 0
Conventional Hydro | 582.8 | 582.8 | 582.8 | 582.8 | 582.8 | 582.8 | 582.8 | 582.8 | 582.8 | 582.8 | 582.8
Run of River Hydro | 0 | 0 | 0 | 0 | 0 | 0 | 0 | 0 | 0 | 0 | 0
Pumped Storage | 0 | 0 | 0 | 0 | 0 | 0 | 0 | 0 | 0 | 0 | 0
Nuclear | 5268 | 5268 | 5268 | 5268 | 5268 | 5268 | 5268 | 5268 | 5268 | 5268 | 5268
Hyrbrid | 0 | 0 | 0 | 0 | 0 | 0 | 0 | 0 | 0 | 0 | 0
Other | 0 | 0 | 0 | 0 | 0 | 0 | 0 | 0 | 0 | 0 | 0
Battery | 10720.06 | 23112.9 | 26191.79 | 26752.09 | 27257.84 | 27257.84 | 27257.84 | 27257.84 | 27257.84 | 27257.84 | 27257.84
Unknown | 0 | 0 | 0 | 0 | 0 | 0 | 0 | 0 | 0 | 0 | 0
Existing and Tier 1 - Western
| 2024 | 2025 | 2026 | 2027 | 2028 | 2029 | 2030 | 2031 | 2032 | 2033 | 2034
Coal | 23298.038 | 22068.038 | 22068.038 | 22068.038 | 22068.038 | 22068.038 | 22068.038 | 22068.038 | 22068.038 | 22068.038 | 22068.038
Petroleum | 892.2 | 892.2 | 892.2 | 892.2 | 892.2 | 892.2 | 892.2 | 1336.2 | 1336.2 | 1336.2 | 1336.2
Natural Gas and Other Gases | 111828.1847 | 112715.1847 | 110338.1797 | 110338.1797 | 110338.1797 | 109933.4997 | 110652.4997 | 110652.4997 | 110652.4997 | 110652.4997 | 110652.4997
Biomass | 2890.717 | 2890.717 | 2890.717 | 2890.717 | 2890.717 | 2890.717 | 2890.717 | 2890.717 | 2890.717 | 2890.717 | 2890.717
Solar | 46376.7071 | 53066.1271 | 54322.1271 | 54522.1271 | 54522.1271 | 54522.1271 | 54522.1271 | 54522.1271 | 54522.1271 | 54522.1271 | 54522.1271
Wind | 41232.7 | 42492.5 | 50420.51 | 50420.51 | 50620.51 | 50620.51 | 50620.51 | 50620.51 | 50620.51 | 50620.51 | 50620.51
Geothermal | 4196.035 | 4216.035 | 4346.535 | 4446.535 | 4487.535 | 4529.035 | 4529.035 | 4529.035 | 4529.035 | 4529.035 | 4529.035
Conventional Hydro | 70282.468 | 71187.188 | 71147.988 | 71147.988 | 71117.988 | 71117.988 | 71094.488 | 71094.488 | 71094.488 | 71094.488 | 71094.488
Run of River Hydro | 0 | 0 | 0 | 0 | 0 | 0 | 0 | 0 | 0 | 0 | 0
Pumped Storage | 4536.43 | 4536.43 | 4536.43 | 4536.43 | 4536.43 | 4536.43 | 4536.43 | 4536.43 | 4536.43 | 4536.43 | 4536.43
Nuclear | 7679.4936 | 7679.4936 | 7679.4936 | 7679.4936 | 7679.4936 | 7679.4936 | 5379.4936 | 5379.4936 | 5379.4936 | 5379.4936 | 5379.4936
Hybrid | 1312.71 | 1312.71 | 1312.71 | 1312.71 | 1312.71 | 1312.71 | 1312.71 | 1312.71 | 1312.71 | 1312.71 | 1312.71
Other | 242.75 | 242.75 | 242.75 | 242.75 | 242.75 | 242.75 | 242.75 | 242.75 | 242.75 | 242.75 | 242.75
Battery | 14982.47 | 18876.67 | 21075.17 | 21075.17 | 21075.17 | 21075.17 | 21075.17 | 21075.17 | 21075.17 | 21075.17 | 21075.17
Unknown | 0 | 0 | 0 | 0 | 0 | 0 | 0 | 0 | 0 | 0 | 0
10-Year Name Plate Capacity by Interconnection

## Table K
Future Transmission Circuit Miles >100 kV by Project Status
| 2024 | 2025 | 2026 | 2027 | 2028 | 2029 | 2030 | 2031 | 2032 | 2033 | 2034 | Not Dated
Under Construction | 506.0515 | 1001.8815 | 1038.6815 | 1172.6615 | 1172.6615 | 1172.6615 | 1172.6615 | 1172.6615 | 1172.6615 | 1172.6615 | 1172.6615 | 1328.9115
Planned | 2259.8269 | 5237.0837 | 10132.7883 | 13345.0685 | 16273.2252 | 17796.8982 | 19558.1982 | 20171.6982 | 20410.8582 | 20456.8582 | 20599.8582 | 20748.3782
Conceptual | 195.35 | 291.55 | 545.86 | 724.22 | 1383.0721 | 1866.6821 | 2668.0821 | 2897.8321 | 3680.3321 | 3680.3321 | 3680.3321 | 4452.2821
Figure 34 | Future Transmission Circuit Miles >100 kV by Project Status

## Table L
| 2024 | 2025 | 2026 | 2027 | 2028 | 2029 | 2030 | 2031 | 2032 | 2033 | 2034 | Not Dated
100-120 | 617.94 | 556.06 | 807.322 | 1103.7217 | 1328.0717 | 1490.9417 | 1683.1717 | 1770.2817 | 1873.3017 | 1940.3517 | 1940.3517 | 2209.4121
121-150 | 242.8191 | 375.7591 | 662.2391 | 665.3491 | 701.7891 | 750.7891 | 760.1891 | 760.1891 | 771.1891 | 782.8891 | 782.8891 | 806.5012
151-199 | 207.85 | 223.75 | 381.8609 | 400.8609 | 400.8609 | 453.8609 | 453.8609 | 453.8609 | 453.8609 | 453.8609 | 453.8609 | 453.8609
200-299 | 721.3297 | 1944.9448 | 2619.9869 | 3483.4449 | 4092.1549 | 4517.9049 | 4743.4512 | 5011.1512 | 5064.1512 | 5157.1512 | 5157.1512 | 5372.6212
300-399 | 793.9 | 1346.4 | 1744.2 | 3713.81 | 3979.41 | 3979.43 | 3979.43 | 4019.43 | 4019.43 | 4019.43 | 4019.43 | 6067.44
400-599 | 219.5972 | 774.1972 | 1420.0572 | 1874.2472 | 2385.8472 | 3131.5072 | 3196.5072 | 3316.5072 | 3316.5072 | 3316.5072 | 3316.5072 | 3495.5372
600+ | 163 | 163 | 163 | 163 | 163 | 163 | 163 | 163 | 163 | 163 | 163 | 163
Future Transmission Curcuit Miles >100kV by Voltage Class

## Table M
| 10-50 | 51-100 | 101-200 | 201-300 | 300+
MISO | 825.61 | 557.5 | 1230.5 | 1183.4 | 0
MRO-Manitoba | 82 | 0 | 0 | 0 | 0
NPCC-Maritimes | 87.3621 | 62.5 | 165 | 0 | 0
MRO-SaskPower | 63 | 314 | 0 | 0 | 0
NPCC-New England | 220.57 | 60 | 147 | 0 | 0
NPCC-New York | 1190.84 | 136.3 | 735 | 0 | 726
NPCC-Ontario | 141 | 327 | 516 | 236 | 0
NPCC-Quebec | 0 | 0 | 0 | 0 | 0
PJM | 1638.9 | 508.4 | 380 | 0 | 0
SERC-C | 349 | 0 | 0 | 0 | 0
SERC-E | 581 | 0 | 0 | 0 | 0
SERC-FP | 471 | 201 | 176 | 0 | 0
SERC-SE | 1302 | 320 | 0 | 0 | 0
SPP | 738.55 | 117 | 332 | 0 | 0
TRE-ERCOT | 444.98 | 288.2 | 0 | 231.12 | 0
WECC-AB | 211.4069 | 128.0299 | 393.129 | 0 | 0
WECC-BC | 36.8 | 0 | 175 | 0 | 0
WECC-CAMX | 409.9737 | 456.6456 | 770.32 | 0 | 0
WECC-NW | 1922.52 | 1748.8594 | 1881 | 1459 | 764
WECC-SW | 882.9 | 199 | 288 | 289 | 0
Total | 11599.4127 | 5424.4349 | 7188.949 | 3398.52 | 1490
Line Miles Projected though 2034 by Circuit Miles and Line Length Miles

## Table N
| 2024 | 2025 | 2026 | 2027 | 2028 | 2029 | 2030 | 2031 | 2032 | 2033 | 2034 | Not Dated
Economics / Congestion | 859.24 | 2402.962 | 1984.172 | 4317.754 | 2911.601 | 5930.172 | 3067.571 | 6488.142 | 3740.571 | 7481.142 | 3740.571 | 7485.642
Fossil-Fired Integration | 0 | 328.3983 | 328.3983 | 658.7966 | 330.3983 | 660.7966 | 330.3983 | 660.7966 | 330.3983 | 660.7966 | 330.3983 | 672.7966
Hydro Integration | 0 | 19 | 19 | 38 | 19 | 38 | 19 | 38 | 19 | 38 | 19 | 38
Nuclear Integration | 0 | 0 | 0 | 0 | 0 | 0 | 0 | 0 | 0 | 0 | 0 | 0
Other | 501.2 | 1389.15 | 2594.861 | 5428.122 | 2885.361 | 5774.222 | 3261.261 | 6522.522 | 3706.261 | 7412.522 | 3706.261 | 7415.272
Reliability | 1796.03 | 6058.0265 | 7110.1495 | 17121.8491 | 13033.3294 | 27907.1719 | 16714.7425 | 33931.7349 | 17473.6525 | 35010.3049 | 17679.6525 | 36122.8749
Variable/Renewable Integration | 255.3085 | 947.0169 | 1062.6201 | 2454.0401 | 1391.4201 | 2885.8401 | 1801.4201 | 3602.8401 | 1801.4201 | 3602.8401 | 1801.4201 | 3907.9401
Future Transmission Circuit Miles by Primary Driver
Future Transmission Circuit Miles by Primary Driver

## Table O
BPS Wind and Solar Generation Resources by Assessment Area Year 2024
Assessment Area | Wind |  |  | Solar |  |  | Hydro |  |  | Energy Storage Systems
| Nameplate (MW) | Available Peak Demand Hour Capacity (MW) | Available/Nameplate (%) | Nameplate (MW) | Available Peak Demand Hour Capacity (MW) | Available/Nameplate (%) | Nameplate (MW) | Available Peak Demand Hour Capacity (MW) | Available/Nameplate (%) | Nameplate (MW) | Available Peak Demand Hour Capacity (MW) | Available/Nameplate (%)
MISO | 41348.79 | 5714.656 | 13.82% | 28926.74 | 5140.0294 | 17.77% | 2450.2 | 1576.1211 | 64.33% | 400.7 | 84.3337 | 21.05%
MRO-Manitoba Hydro | 258.5 | 51.7 | 20% | 0 | 0 | - | 6433.78 | 5704.4731 | 88.66% | 0 | 0 | -
MRO-SaskPower | 815.4 | 163.88 | 20.1% | 21.92 | 0 | 0% | 863.6 | 861.8 | 99.79% | 0 | 0 | -
MRO-SPP | 34689.25 | 5133.7625 | 14.8% | 703.38 | 275.159 | 39.12% | 5123.1 | 4079.081 | 79.62% | 2 | 2 | 100%
NPCC-Maritimes | 0 | 260.9618 | - | 191.364 | 5.08 | 2.655% | 1361.429 | 1311.9245 | 96.36% | 0 | 0 | -
NPCC-New England | 2548.173 | 127.4083 | 5% | 3360.7437 | 307.569 | 9.152% | 1917.2411 | 1468.7897 | 76.61% | 26.189 | 9.128 | 34.85%
NPCC-New York | 2706.1 | 461.4 | 17.05% | 1039.4 | 239.7 | 23.06% | 4915.4 | 3735.5 | 76% | 60 | 30.1 | 50.17%
NPCC-Ontario | 4942.811 | 1364.491 | 27.61% | 478.039 | 0 | 0% | 8567.97 | 6215.1393 | 72.54% | 18 | 5.8 | 32.22%
NPCC-Québec | 3875.05 | 1375 | 35.48% | 9.5 | 0 | 0% | 40906.8465 | 34556.2865 | 84.48% | 0 | 0 | -
PJM | 11700.8 | 1760.3 | 15.04% | 10735.313 | 4808.15 | 44.79% | 3071.46 | 2367.4 | 77.08% | 222 | 99.5 | 44.82%
SERC-C | 982 | 171.53 | 17.47% | 2307.58 | 770.81 | 33.4% | 4994.8 | 3364.09 | 67.35% | 100 | 50 | 50%
SERC-E | 0 | 0 | - | 7263.42 | 4753.34 | 65.44% | 3169.99 | 3016.09 | 95.15% | 15.1 | 5.8 | 38.41%
SERC-FP | 0 | 0 | - | 10120.56 | 5618.29 | 55.51% | 0 | 0 | - | 538.1 | 523.1 | 97.21%
SERC-SE | 0 | 0 | - | 7267.25 | 5414.03 | 74.5% | 3292.57 | 3260 | 99.01% | 114.52 | 40 | 34.93%
Texas RE-ERCOT | 39531.54 | 11061.652 | 27.98% | 31057.54 | 19098.308 | 61.49% | 582.8 | 389.164 | 66.77% | 10720.06 | 0 | 0%
WECC-AB | 5559.4 | 1867.3211 | 33.59% | 3041.55 | 0 | 0% | 894 | 12622.61 | 1412% | 270 | 263.7207 | 97.67%
WECC-BC | 776.02 | 279.3388 | 36% | 2.04 | 0 | 0% | 16902.21 | 457.84 | 2.709% | 0 | 0 | -
WECC-CA/MX | 7694.13 | 1157.6622 | 15.05% | 24904.8337 | 14640.7779 | 58.79% | 10210.6604 | 3582.4767 | 35.09% | 10630.46 | 9982.9065 | 93.91%
WECC-NW | 23518.49 | 3488.6812 | 14.83% | 12787.1154 | 6876.5596 | 53.78% | 41256.9746 | 21168.0443 | 51.31% | 1909.46 | 1231.2653 | 64.48%
WECC-SW | 3684.66 | 627.5866 | 17.03% | 5641.168 | 2527.3983 | 44.8% | 1018.623 | 721.0292 | 70.78% | 2172.55 | 2592.2682 | 119.3%
Note on C7: [Threaded comment] Your version of Excel allows you to read this threaded comment; however, any edits to it will get removed if the file is opened in a newer version of Excel. Learn more: https://go.microsoft.com/fwlink/?linkid=870924 Comment: Was linking to winter, which rated nameplate at 0…

## Table P
Demand Response - Year 1 | [10 empty] | Demand Response - Year 5
| Summer |  |  |  |  | Winter | [5 empty] | Summer |  |  |  |  | Winter
| 2020 | 2021 | 2022 | 2023 | 2024 | 2020 | 2021 | 2022 | 2023 | 2024 |  | 2020 | 2021 | 2022 | 2023 | 2024 | 2020 | 2021 | 2022 | 2023 | 2024
Demand Response - MISO Year 1 | 5801.2143 | 6316.7985 | 6158.3148 | 7776 | 8205.4 | 4490.356 | 3483.6822 | 5767.8 | 6417 | 6394.7 | Demand Response - MISO Year 5 | 5726.1879 | 6507.9722 | 6131.0596 | 7726 | 8074.2 | 4556.948 | 3579.0799 | 6839.4 | 6254 | 6228.3
Demand Response - MRO-Manitoba Year 1 | 0 | 0 | 0 | 0 | 0 | 0 | 0 | 0 | 0 | 0 | Demand Response - MRO-Manitoba Year 5 | 0 | 0 | 0 | 0 | 0 | 0 | 0 | 0 | 0 | 0
Demand Response - MRO-SaskPower Year 1 | 60 | 63 | 67 | 67 | 72 | 60 | 63 | 67 | 67 | 72 | Demand Response - MRO-SaskPower Year 5 | 60 | 63 | 67 | 67 | 72 | 60 | 63 | 67 | 67 | 72
Demand Response - NPCC-Maritimes Year 1 | 344.5 | 353.4 | 368.8988 | 301.2962 | 321.5 | 266.2 | 309.5 | 377.119 | 266.266 | 274.2 | Demand Response - NPCC-Maritimes Year 5 | 355.4 | 361.8 | 302.2268 | 309.4415 | 328.4 | 272.3 | 343.1 | 335.8324 | 289.0323 | 317.2
Demand Response - NPCC-New England Year 1 | 654.436 | 682.036 | 592.043 | 661 | 566 | 655.076 | 682.676 | 592.043 | 666 | 568 | Demand Response - NPCC-New England Year 5 | 592.043 | 677.673 | 765.35 | 623 | 544 | 592.043 | 678.865 | 765.35 | 625 | 544
Demand Response - NPCC-New York Year 1 | 876.5 | 822.1 | 812.5 | 860.4 | 896.5 | 579.4 | 433.5 | 484.7 | 563.1 | 703.2 | Demand Response - NPCC-New York Year 5 | 876.5 | 822.1 | 812.5 | 860.4 | 896.5 | 579.4 | 433.5 | 484.7 | 563.1 | 703.2
Demand Response - NPCC-Ontario Year 1 | 468.7118 | 621.057 | 850.2 | 1022.2 | 1790.825 | 582.5879 | 770.6228 | 719.9294 | 634.9294 | 1211.3044 | Demand Response - NPCC-Ontario Year 5 | 468.7118 | 511.64 | 367.2 | 544.4 | 1914.45 | 582.5879 | 770.6228 | 524.9294 | 634.9294 | 1534.9294
Demand Response - NPCC-Quebec Year 1 | 0 | 0 | 0 | 0 | 1144.7381 | 2565.0236 | 2586.7355 | 3348.1701 | 4451.5106 | 4732.0522 | Demand Response - NPCC-Quebec Year 5 | 0 | 0 | 0 | 0 | 1168.6978 | 3479.8116 | 3758.3038 | 4181.1223 | 5258.3049 | 5322.0219
Demand Response - PJM Year 1 | 8955 | 8824 | 7065 | 7397 | 7554 | 8120 | 8512 | 6730 | 5208 | 5727 | Demand Response - PJM Year 5 | 9172 | 8927 | 7167 | 7617 | 8000 | 8335 | 8619 | 6832 | 5396 | 6046
Demand Response - SERC-C Year 1 | 1958 | 1691 | 1786 | 1851 | 1859.07 | 1797 | 1515 | 1762 | 1694 | 1497.36 | Demand Response - SERC-C Year 5 | 1792 | 1690 | 1638 | 1840 | 1846.51 | 1716 | 1520 | 1654 | 1689 | 1495.69
Demand Response - SERC-E Year 1 | 955 | 969 | 1284 | 983 | 1092 | 887 | 894 | 1272 | 891 | 1094 | Demand Response - SERC-E Year 5 | 976 | 994 | 1130 | 1006 | 1228 | 910 | 916 | 1142 | 906 | 1169
Demand Response - SERC-FP Year 1 | 2951 | 1258 | 2949 | 2924 | 2840 | 2759 | 1581 | 2892 | 2872 | 2783 | Demand Response - SERC-FP Year 5 | 3146 | 1289 | 3064 | 3064 | 2806 | 2931 | 1599 | 3035 | 3033 | 1430.56
Demand Response - SERC-SE Year 1 | 2354 | 1707 | 1197 | 2069 | 1633 | 2366 | 1718 | 1206 | 2075 | 1672 | Demand Response - SERC-SE Year 5 | 2556 | 1793 | 2222 | 2282 | 1875 | 2573 | 1805 | 2231 | 2290 | 1882
Demand Response - SPP Year 1 | 605.66 | 729.3 | 730 | 1353.31 | 1462.8 | 223.2 | 210.8 | 209.4 | 330.6 | 1268.19 | Demand Response - SPP Year 5 | 683.51 | 993.5 | 943.1 | 1807.34 | 2172.3 | 222.2 | 210.8 | 195 | 528.6 | 2006.94
Demand Response - Texas RE-ERCOT Year 1 | 2254 | 2032.6 | 2749.7752 | 3464 | 2652.1632 | 2807 | 2651.5 | 2686.3393 | 3275 | 3117.0282 | Demand Response - Texas RE-ERCOT Year 5 | 2201 | 2032.6 | 2749.7752 | 3464 | 2652.1632 | 2807 | 2651.5 | 2686.3393 | 3275 | 3117.0282
Demand Response - WECC-AB Year 1 | 0 | 0 | 0 | 0 | 0 | 0 | 0 | 0 | 0 | 0 | Demand Response - WECC-AB Year 5 | 0 | 0 | 0 | 0 | 0 | 0 | 0 | 0 | 0 | 0
Demand Response - WECC-BC Year 1 | 0 | 0 | 0 | 0 | 0 | 0 | 0 | 0 | 0 | 0 | Demand Response - WECC-BC Year 5 | 0 | 0 | 0 | 0 | 0 | 0 | 0 | 0 | 0 | 0
Demand Response - WECC-CAMX Year 1 | 1008.1545 | 928.1631 | 861.7591 | 829.0968 | 795.1146 | 847.7985 | 814.5672 | 768.628 | 769.1606 | 736.8514 | Demand Response - WECC-CAMX Year 5 | 972.2989 | 928.1631 | 928.3117 | 854.7657 | 793.2523 | 872.4608 | 814.5672 | 821.3658 | 796.7115 | 737.5608
Demand Response - WECC-NW Year 1 | 1161.5 | 1335.6003 | 1602.7652 | 902.0315 | 805.7303 | 553.5 | 567.3403 | 720.5834 | 583.9919 | 406.5985 | Demand Response - WECC-NW Year 5 | 1179.5 | 1353.6311 | 1685.1061 | 947.1392 | 806.048 | 571.5 | 580.3711 | 737.0849 | 643.152 | 406.9162
Demand Response - WECC-SW Year 1 | 62.058 | 392.2861 | 421.0875 | 383.2221 | 417.2221 | 62.004 | 286.6887 | 326.3824 | 287.7025 | 367.7025 | Demand Response - WECC-SW Year 5 | 62.058 | 317.2861 | 409.0875 | 385.2221 | 373.2221 | 62.004 | 320.6887 | 359.3824 | 317.7025 | 367.7025
Demand Response - All BPS Year 1 | 30469.7347 | 28725.3409 | 29495.3436 | 32843.5565 | 34108.0633 | 29621.146 | 27080.6128 | 29930.0947 | 31052.261 | 32625.1872 | Demand Response - All BPS Year 5 | 30819.2096 | 29262.3655 | 30381.7169 | 33397.7085 | 35550.7433 | 31123.2553 | 28663.3985 | 32891.5065 | 32566.5326 | 33381.049

## Form D (hidden)
Assessment Area | NERC Project ID | Project ID | Project Status | Region | Project Name | Tie Line | Primary Driver | Secondary Driver | Terminal Origin | Terminal Endpoint | Company Name | Company EIA Code | Entity Type | Ownership (%) | Line Length (Circuit Miles) | Line Type | Voltage Type | Operating Voltage Class (kV) | Voltage Design (kV) | Circuits per Structure - Present | Circuits per Structure - Ultimate | Capacity Rating (MVA) | In-Service Date(Original) | In-Service Date (Expected) | Data Submitter Comments | NERC Response
MISO |  | 15593 | Planned | MRO | 25 Line Upgrade |  | Reliability | [7 empty] | 25 |  |  | 100-120 | 100-120 |  |  |  |  | 2025-12-31
MISO |  | 15594 | Conceptual | MRO | 29 Line Upgrade |  | Reliability | [7 empty] | 29 |  |  | 100-120 | 100-120 |  |  |  |  | 2030-12-31
MISO |  | 1856 | Conceptual | RF | Belle River - Greenwood - Pontiac 345kV cut into Jewell |  | Reliability | [6 empty] | Shared | 40 |  |  | 300-399 | 300-399 |  |  |  |  | 2030-12-31
MISO |  | 18887 | Conceptual | RF | Brownstown - Trenton Channel #4 120 kV |  | Reliability | [7 empty] | 9 |  |  | 100-120 | 100-120 |  |  |  |  | 2024-06-01
MISO |  | 21745 | Conceptual | RF | Cato - Waterman 120 kV Re-conductor |  | Reliability | [7 empty] | 4.43 |  |  | 100-120 | 100-120 |  |  |  |  | 2026-06-01
MISO |  | 19665 | Conceptual | SERC | Deer to Indian 138 kV line |  | Reliability | [7 empty] | 19 |  |  | 121-150 | 121-150 |  |  |  |  | 2025-06-01
MISO |  | 18568 | Under Construction | MRO | Howards Grove SS - Erdman SS 138 kV, new line |  | Reliability | [7 empty] | 7 |  |  | 121-150 | 121-150 |  |  |  |  | 2023-08-31
MISO |  | 21686 | Planned | MRO | Mesaba Junction 137 Line Extension |  | Reliability | [7 empty] | 5 |  |  | 100-120 | 100-120 |  |  |  |  | 2024-12-31
MISO |  | 12076 | Under Construction | SERC | Mud Lake to Big Lake 230 kV: New Line |  | Reliability | [7 empty] | 100 |  |  | 200-299 | 200-299 |  |  |  |  | 2023-05-30
MISO |  | 15682 | Under Construction | MRO | Neal South 161 kV Tap Lines |  | Reliability | [7 empty] | 3 |  |  | 151-199 | 151-199 |  |  |  |  | 2023-06-01
MISO |  | 18275 | Planned | SERC | New Holland NW-Neoga South 345 kV line (4509) |  | Reliability | [7 empty] | 140 |  |  | 300-399 | 300-399 |  |  |  |  | 2023-06-01
MISO |  | 18269 | Planned | SERC | New LaSalle–North Utica 138 kV line |  | Reliability | [7 empty] | 5 |  |  | 121-150 | 121-150 |  |  |  |  | 2023-06-01
MISO |  | 18017 | Completed | MRO | Petenwell-Badger-West-Saratoga, (X-43) 138kV, Line Rebuild |  | Reliability | [7 empty] | 22.7 |  |  | 121-150 | 121-150 |  |  |  |  | 2023-02-15
MISO |  | 24573 | Conceptual | SERC | Powerton to Towerline 138 kV |  | Economics / Congestion | [6 empty] | Shared | 10 |  |  | 300-399 | 300-399 |  |  |  |  | 2024-12-31
MISO |  | 23368 | Planned | MRO | LRTP-01: Jamestown – Ellendale |  | Economics / Congestion | [7 empty] | 95 |  |  | 300-399 | 300-399 | [5 empty] | Install single circuit 345kV transmission line (constructed with double circuit capable 345kV structures) from the existing Jamestown Substation, to the existing Ellendale Substation.
MISO |  | 23369 | Planned | MRO | LRTP-02: Big Stone South – Alexandria – Big Oaks (Cassie’s Crossing) |  | Economics / Congestion | [7 empty] | 129.5 |  |  | 300-399 | 300-399 | [5 empty] | Install single circuit 345kV transmission line from existing Big Stone South Substation, to the existing Alexandria Substation (constructed with double circuit capable 345kV structures), to the new Big Oaks Substation (Cassie’s Crossing).
MISO |  | 23370 | Planned | MRO | LRTP-03: Iron Range – Benton County – Big Oaks (Cassie’s Crossing) |  | Economics / Congestion | [7 empty] | 181 |  |  | 300-399 | 300-399 | [5 empty] | Install double circuit 345kV transmission line from the existing Iron Range Substation, to the existing Benton Country Substation, to the new Big Oaks Substation (Cassie’s Crossing).
MISO |  | 23371 | Planned | MRO | LRTP-04: Wilmarth – North Rochester – Tremval |  | Economics / Congestion | [7 empty] | 70 |  |  | 300-399 | 300-399 | [5 empty] | Install single circuit 345kV transmission line from the existing Wilmarth Substation, to the existing North Rochester Substation, to the existing Tremval Substation.
MISO |  | 23372 | Planned | MRO | LRTP-05: Tremval – Eau Claire – Jump River |  | Economics / Congestion | [7 empty] | 1 |  |  | 300-399 | 300-399 | [5 empty] | Install single circuit 345kV transmission line from the existing Tremval Substation, to the existing Eau Claire Substation, to the new Jump River Substation.
MISO |  | 23408 | Planned | MRO | LRTP-06: Tremval – Rocky Run – Columbia |  | Economics / Congestion | [7 empty] | 47 |  |  | 300-399 | 300-399 | [5 empty] | Install single circuit 345kV transmission line from the existing Tremval Substation, to the existing Rocky Run Substation, to the existing Columbia Substation.
MISO |  | 23409 | Planned | MRO | LRTP-07: Webster – Franklin – Marshalltown – Morgan Valley |  | Economics / Congestion | [7 empty] | 135 |  |  | 300-399 | 300-399 | [5 empty] | Install single circuit 345kV transmission line from the existing Webster Substation, to the existing Franklin Substation, to the existing Marshalltown Substation (constructed with double circuit capable 345kV structures), to the existing Morgan Valley Substation.
MISO |  | 23410 | Planned | MRO | LRTP-08: Beverly – Sub 92 |  | Economics / Congestion | [7 empty] | 58 |  |  | 300-399 | 300-399 | [5 empty] | Install single circuit 345kV transmission line from the existing Beverly Substation to the existing Sub 92 Substation.
MISO |  | 23411 | Planned | MRO | LRTP-09: Orient – Denny - Fairport |  | Economics / Congestion | [7 empty] | 96 |  |  | 300-399 | 300-399 | [5 empty] | Install single circuit 345kV transmission line from the existing Orient Substation to a new Denny Substation, to the existing Fairport Substation.
MISO |  | 23412 | Planned | SERC | LRTP-10: Denny – Zachary – Thomas Hill – Maywood |  | Economics / Congestion | [7 empty] | 195 |  |  | 300-399 | 300-399 | [5 empty] | Install single circuit 345kV transmission line from the new Denny Substation to the existing Zachary Substation, to the existing Thomas Hill Substation, to the existing Maywood Substation.
MISO |  | 23413 | Planned | SERC | LRTP-11: Maywood – Meredosia |  | Economics / Congestion | [7 empty] | 2.5 |  |  | 300-399 | 300-399 | [5 empty] | Install single circuit 345kV transmission line from the existing Maywood Substation to the existing Meredosia Substation.
MISO |  | 23414 | Planned | MRO | LRTP-12: Madison – Ottumwa – Skunk River |  | Economics / Congestion | [7 empty] | 55 |  |  | 300-399 | 300-399 | [5 empty] | Install single circuit 345kV transmission line from the existing Madison Substation, to the existing Ottumwa Substation, to the existing Skunk River Substation.
MISO |  | 23415 | Planned | MRO | LRTP-13: Skunk River – Ipava |  | Economics / Congestion | [7 empty] | 55 |  |  | 300-399 | 300-399 | [5 empty] | Install single circuit 345kV transmission line from the existing Skunk River Substation to the existing Ipava Substation.
MISO |  | 23416 | Planned | SERC | LRTP-14: Ipava – Maple Ridge – Tazewell – Brokaw – Paxton East |  | Economics / Congestion | [7 empty] | 34.5 |  |  | 300-399 | 300-399 | [5 empty] | Install single circuit 345kV transmission line from the existing Ipava Substation, to the existing Maple Ridge Substation, to the existing Tazewell Substation, to the existing Brokaw Substation, to the existing Paxton East Substation.
MISO |  | 23417 | Planned | SERC | LRTP-15: Sidney – Paxton East – Gilman South – Morrison Ditch |  | Economics / Congestion | [7 empty] | 4.5 |  |  | 300-399 | 300-399 | [5 empty] | Install single circuit 345kV transmission line from the existing Sidney Substation, to the existing Paxton East Substation, to the existing Gilman South Substation, to the existing Morrison Ditch Substation.
MISO |  | 23418 | Planned | RF | LRTP-16: Morrison Ditch – Reynolds – Burr Oak – Leesburg – Hiple |  | Economics / Congestion | [7 empty] | 7 |  |  | 300-399 | 300-399 | [5 empty] | Install single circuit 345kV transmission line from the existing Morrison Ditch Substation, to the existing Reynolds Substation, to the existing Burr Oak Substation, to the existing Leesburg Substation, to the existing Hiple Substation.
MISO |  | 23419 | Planned | RF | LRTP-17: Hiple – Duck Lake |  | Economics / Congestion | [7 empty] | 127 |  |  | 300-399 | 300-399 | [5 empty] | Install double circuit 345kV transmission line from the existing Hiple to the new Duck Lake Substation.
MISO |  | 23420 | Planned | RF | LRTP-18: Oneida – Nelson Rd. |  | Economics / Congestion | [7 empty] | 38.5 |  |  | 300-399 | 300-399 | [5 empty] | Install double circuit 345kV transmission line from the existing Oneida Substation, to the existing Nelson Road Substation.
NPCC-Maritimes |  |  | Conceptual | NPCC | SJ Area reinforcement | N | Reliability | Other | Coleson Cove | Fairvale | NB Power |  | S | 1 | 23.6121 | OH | AC | 121-150 | 138 | 2 | 2 | 604 |  |  | Conceptual Project
NPCC-Maritimes |  |  | Delayed - Permitting Challenges | NPCC | Replacement of Harbour Crossing | N | Other | Reliability | Tufts Cove 138kV | Kempt Rd 138kV | Nova Scotia Power |  | I | 1 | 1.5 | OH | AC | 121-150 | 138 | 1 | 1 | 287 | 2021-12-01 | 2025-12-01 | OH Harbour Crossing to be replaced with either new OH or HV cable. Route not yet established. Construction window is 3 years from agreement on routing.
NPCC-Maritimes |  |  | Planned | NPCC | MacGregor Ave Substation | N | Reliability | Economics / Congestion | Tower L-6507-019 | MacGregor Ave Substation | Nova Scotia Power |  | I | 1 | 0.1 | OH | AC | 121-150 | 138 | 1 | 1 | 42 | 2021-12-01 | 2024-12-01 | New 138kV 25/33/42 MVA substation
NPCC-Maritimes |  |  | Planned | NPCC | Suzie Lake Substation | N | Reliability | Economics / Congestion | Tower L-6507-086 | Suzie Lake Substation | Nova Scotia Power |  | I | 1 | 0.2 | OH | AC | 121-150 | 138 | 1 | 1 | 42 | 2023-12-01 | 2025-12-01 | New 138kV 25/33/42 MVA substation
NPCC-Maritimes |  |  | Planned | NPCC | Port Mersey Substation Expansion | N | Reliability | Economics / Congestion | 101W - Bowater Substation | 101W Substation Expansion | Nova Scotia Power |  | I | 1 | 0.02 | OH | AC | 121-150 | 138 | 1 | 1 | 25 | 2022-12-01 | 2023-12-01 | New 138kV 15/20/25 MVA substation
NPCC-Maritimes |  |  | Planned | NPCC | New South Uniacke Substation | N | Reliability | Economics / Congestion | Structure L-6051-025 | New South Uniacke Substation | Nova Scotia Power |  | I | 1 | 0.02 | OH | AC | 121-150 | 138 | 1 | 1 | 42 | 2023-12-01 | 2023-12-01 | New 138kV 25/33/42 MVA substation
MRO-Manitoba | 3016429 |  | Under Construction | MRO | Lav-St. Vital (Y36V) | N | Reliability | Hydro Integration | Laverendrye | St. Vital | Manitoba Hydro |  | O | 1 | 21 | OH | AC | 200-299 | 230 | 1 | 1 | 658 | 2015-05-01 | 2023-10-01 | No change form 2022 LTRA
MRO-Manitoba |  |  | Under Construction | MRO | BP6 & BP7 Storm Restoration | N | Reliability | Reliability | Brandon | Portage | Manitoba Hydro |  | O | 1 | 5.9 | OH | AC | 100-120 | 115 | 2 | 2 | 43 | 2023-03-01 | 2024-03-01 | New Line Route required, BP7 is in service. ISD delayed 12 months from 2022 LTRA
MRO-Manitoba | 3016433 |  | Delayed - Economics | MRO | SW Winnipeg Stage 1 (YH33) | N | Reliability | Reliability | Mohawk | Harrow | Manitoba Hydro |  | O | 1 | 12 | OH | AC | 100-120 | 115 | 1 | 1 | 215 | 2019-10-01 | 2024-04-01 | No change from 2022 LTRA
MRO-Manitoba | 3016436 |  | Delayed - Economics | MRO | SW Winnipeg Stage 3 (YW2) - Salvage | N | Reliability | Reliability | Wilks Tap | Mohawk | Manitoba Hydro |  | O | 1 | -7 | OH | AC | 100-120 | 115 | 1 | 1 | 138 | 2017-10-01 | 2024-04-01 | No change from 2022 LTRA
MRO-Manitoba | 3016434 |  | Delayed - Economics | MRO | SW Winnipeg Stage 2 (VS27) | N | Reliability | Reliability | St. Vital | Stafford | Manitoba Hydro |  | O | 1 | 9 | OH | AC | 100-120 | 115 | 1 | 1 | 215 | 2019-10-01 | 2025-03-01 | ISD delayed 11 months from 2022 LTRA, no reliability concerns are anticipated due to delay.
MRO-Manitoba | 3016437 |  | Delayed - Economics | MRO | SW Winnipeg Stage 2 (VH1) | N | Reliability | Reliability | St. Vital | Harrow | Manitoba Hydro |  | O | 1 | 3 | OH | AC | 100-120 | 115 | 1 | 1 | 110 | 2022-10-01 | 2025-03-01 | ISD delayed 11 months from 2022 LTRA, no reliability concerns are anticipated due to delay.
MRO-Manitoba |  |  | Planned | MRO | Dorsey-Wash'ake Mayzoon (D83W) | N | Reliability | Other | Dorsey | Wash'ake Mayzoon | Manitoba Hydro |  | O | 1 | 44 | OH | AC | 200-299 | 230 | 1 | 1 | 565 | 2027-05-01 | 2027-02-01 | No change from 2022 LTRA
MRO-Manitoba |  |  | Completed | MRO | De Salaberry-Letellier (G79L) | N | Reliability | Reliability | De Salaberry | Letellier | Manitoba Hydro |  | O | 1 | 80 | OH | AC | 200-299 | 230 | 1 | 1 | 517 | 2021-10-01 | 2022-11-01 | completed
MRO-Manitoba |  |  | Planned | MRO | Randolph-Hanover VJ50 Salvage | N | Reliability | Reliability | Randolph | Hanover | Manitoba Hydro |  | O | 1 | -6.9 | OH | AC | 100-120 | 110 | 1 | 1 | 80 | 2025-10-01 | 2025-10-01 | No change from 2022 LTRA, Salvage Section 6.9 miles
MRO-Manitoba |  |  | Planned | MRO | Pointe to Whiteshell (PW75) | N | Reliability | Reliability | Pointe Du Bois | Whiteshell Terminal Station | Manitoba Hydro |  | O | 1 | 26 | OH | AC | 100-120 | 115 | 1 | 1 | 188 | 2030-10-01 | 2027-09-01 | Expected In-Service Date updated
MRO-SaskPower |  |  | Under Construction | MRO | Regina-Moose Jaw Area Reinforcement | N | Reliability |  | Rowatt SS | Pasqua SS | SaskPower | N/A |  | 1 | 47 | OH | AC | 200-299 | 230 | 1 | 2 | 765 |  | 2023-06-30
MRO-SaskPower |  |  | Completed | MRO | Great Plains CCGT Interconnection | N | Reliability |  | Pasqua SS | Great Plains SS | SaskPower | N/A |  | 1 | 6 | OH | AC | 200-299 | 230 | 1 | 2 | 765 | 2023-05-31 | 2023-05-31
MRO-SaskPower |  |  | Planned | MRO | Meadow Lake Area Reinforcement | N | Reliability |  | Spruce Lake | Meadow Lake SS | SaskPower | N/A |  | 1 | 57 | OH | AC | 121-150 | 138 | 1 | 1 | 230 |  | 2025-12-01
MRO-SaskPower |  |  | Conceptual | MRO | Beatty Area Reinforcement | N | Reliability |  | Beatty SS | Wolverine SS | SaskPower | N/A |  | 1 | 93 | OH | AC | 200-299 | 230 | 1 | 2 | 765 |  | 2027-03-31
MRO-SaskPower |  |  | Conceptual | MRO | Brada Area Reinforcement | N | Reliability |  | Brada SS | Martensville SS | SaskPower | N/A |  | 1 | 93 | OH | AC | 200-299 | 230 | 1 | 2 | 765 |  | 2032-06-30
MRO-SaskPower |  |  | Planned | MRO | Bekevar Wind Interconnection | N | Variable/Renewable Integration |  | Kennedy SS | Bekevar SS | SaskPower | N/A |  | 1 | 6 | OH | AC | 200-299 | 230 | 1 | 1 | 387 |  | 2027-09-30
MRO-SaskPower |  |  | Planned | MRO | PGRE Cogen Interconnection | N | Reliability |  | Clavet SS (New) | PGRE SS | SaskPower | N/A |  | 1 | 2 | OH | AC | 121-150 | 138 | 1 | 1 | 168 |  | 2025-03-31
MRO-SaskPower |  |  | Planned | MRO | Peebles Area Reinforcement | N | Reliability |  | Peebles SS | Rowatt SS | SaskPower | N/A |  | 1 | 75 | OH | AC | 200-299 | 230 | 1 | 2 | 765 |  | 2027-06-30
MRO-SaskPower |  |  | Planned | MRO | Regina Area Reinforcement | N | Reliability |  | Condie SS | Rowatt SS | SaskPower | N/A |  | 1 | 16 | OH | AC | 200-299 | 230 | 2 | 2 | 765 |  | 2027-03-30
MRO-SaskPower |  |  | Conceptual | MRO | EB Campbell Area Reinforcement | N | Reliability |  | EB Campbell SS | Codette SS | SaskPower | N/A |  | 1 | 53 | OH | AC | 200-299 | 230 | 1 | 2 | 765 |  | 2031-03-31
MRO-SaskPower |  |  | Planned | MRO | SPP-Interconnection | Y | Reliability |  | Tande SS (SPP) | Estevan SS (SPC) | SaskPower | N/A |  | 1 | 6 | OH | AC | 200-299 | 230 | 1 | 1 | 765 |  | 2027-06-30 | Line length is from SaskPower's station to the CDN-USA border
MRO-SaskPower |  |  | Planned | MRO | SPP-Interconnection | Y | Reliability |  | Wheelock SS (SPP) | Estevan SS (SPC) | SaskPower | N/A |  | 1 | 6 | OH | AC | 200-299 | 230 | 1 | 1 | 765 |  | 2027-06-30 | Line length is from SaskPower's station to the CDN-USA border
MRO-SaskPower |  |  | Planned | MRO | Regina-Rowatt Area reinforcement | N | Reliability |  | Rowatt SS | Fleet SS | SaskPower | N/A |  | 1 | 8 | OH | AC | 200-299 | 230 | 1 | 1 | 387 |  | 2027-06-30
NPCC-New England |  |  | Planned | NPCC | SEMA | N | Reliability | Reliability | Bourne | West Barnstable | NSTAR | 1998 | I | 1 | 12.4 | OH | AC | 100-120 | 115 | 1 | 1 | 388 | 2021-12-31 | 2024-05-01
NPCC-New England |  |  | Completed | NPCC | Montague Corridor Project | N | Reliability | Reliability | Montague | Amherst | NSTAR | 1998 | I | 1 | 17.5 | OH | AC | 100-120 | 115 | 1 | 1 | 159 | 2023-12-31 | 2022-11-01
NPCC-New England |  |  | Completed | NPCC | Montague Corridor Project | N | Reliability | Reliability | Fairmont | Podick | NSTAR | 1998 | I | 1 | 18.5 | OH | AC | 100-120 | 115 | 1 | 1 | 189 | 2023-12-31 | 2022-11-01
NPCC-New England |  |  | Completed | NPCC | Montague Corridor Project | N | Reliability | Reliability | Faimont | Amherst | NSTAR | 1998 | I | 1 | 13.4 | OH | AC | 100-120 | 115 | 1 | 1 | 91 | 2023-12-31 | 2022-11-01
NPCC-New England |  |  | Completed | NPCC | ECT | N | Reliability | Reliability | Tunnel | Gales Ferry | CL&P | 4176 | I | 1 | 14.9 | OH | AC | 100-120 | 69 | 1 | 1 | 112 | 2021-12-31 | 2023-02-01
NPCC-New England |  |  | Planned | NPCC | QP 700 | N | Variable/Renewable Integration | Variable/Renewable Integration | Bourne | West Barnstable | NSTAR | 1998 | I | 1 | 13 | OH | AC | 300-399 | 345 | 1 | 1 | 1083 | 2026-05-31 | 2026-12-01
NPCC-New England |  |  | Conceptual | NPCC | Coopers Mills Highland Project | N | Reliability | Reliability | Coopers Mills | Highland Substation | AVANGRID - CMP | 3266 | I | 1 | 22.9 | OH | AC | 100-120 | 115 | 1 | 1 | 282 | 2027-12-01 | 2027-12-01
NPCC-New England |  |  | Delayed - Permitting Challenges | NPCC | QP 639 | N | Other | Other | Coopers Mills | Maine Yankee | AVANGRID - CMP | 3266 | I | 1 | 27 | OH | AC | 300-399 | 345 | 1 | 1 | 1501 | 2023-05-31 | 2024-12-01
NPCC-New England |  |  | Delayed - Permitting Challenges | NPCC | QP 639 | Y | Other | Other | Appalaches | QC/ME Border | HQ |  | I | 1 | 60 | OH | DC | 300-399 | 320 | 1 | 1 | 1506 | 2023-05-31 | 2024-12-01
NPCC-New England |  |  | Delayed - Permitting Challenges | NPCC | QP 639 | Y | Other | Other | QC/ME Border | Merrill Road | AVANGRID - CMP | 3266 | I | 1 | 147 | OH | DC | 300-399 | 320 | 1 | 1 | 1475 | 2023-05-31 | 2024-12-01
NPCC-New England |  |  | Planned | NPCC | QP 639 | N | Other | Other | Coopers Mills | Maine Yankee | AVANGRID - CMP | 3266 | I | 1 | 27 | OH | AC | 300-399 | 345 | 1 | 1 | 1501 | 2023-05-31 | 2024-12-01
NPCC-New England |  |  | Planned | NPCC | QP 639 | Y | Other | Other | Appalaches | QC/ME Border | HQ |  | I | 1 | 60 | OH | DC | 300-399 | 320 | 1 | 1 | 1506 | 2023-05-31 | 2024-12-01
NPCC-New England |  |  | Planned | NPCC | QP 639 | Y | Other | Other | QC/ME Border | Merrill Road | AVANGRID - CMP | 3266 | I | 1 | 147 | OH | DC | 300-399 | 320 | 1 | 1 | 1475 | 2023-05-31 | 2024-12-01
NPCC-New England |  |  | Planned | NPCC | QP 639 | N | Other | Other | Merrill Road | Larrabee Road | AVANGRID - CMP | 3266 | I | 1 | 1.6 | OH | AC | 300-399 | 345 | 1 | 1 | 2151 | 2023-05-31 | 2024-12-01
NPCC-New York |  | 1288 | Planned | NPCC | Clean Path New York | N | Other |  | Fraser 345kV | Rainey 345kV | Clean Path New York LLC |  |  | 1 | 173 | '-/+ 400kV Bipolar HVDC cable | DC | 400-599 | 400 | 1 |  | 1300 |  | 2026-06-01 | -/+ 400kV Bipolar HVDC cable
NPCC-New York |  | 631 | Planned | NPCC | CHPE | Y | Other |  | Hertel 735kV (Quebec) | Astoria Annex 345kV | CHPE LLC |  |  | 1 | 363 | -/+ 320kV Bipolar HVDC cable | DC | 300-399 | 320 | 1 |  | 1000 |  | 2026-12-01 | -/+ 320kV Bipolar HVDC cable
NPCC-New York |  | 887 | Planned | NPCC | CHPE | Y | Other |  | Hertel 735kV (Quebec) | Astoria Annex 345kV | CHPE LLC |  |  | 1 | 363 | -/+ 320kV Bipolar HVDC cable | DC | 300-399 | 320 | 1 |  | 250 |  | 2026-12-01 | -/+ 320kV Bipolar HVDC cable
NPCC-New York |  | 679 | Planned | NPCC | Anabaric Development Partners | N | Other |  | On-shore (Gowanus 345kV) | Off-shore Station | Anabaric Development Partners, LLC |  |  | 1 | 178 | -/+ 320kV Bipolar HVDC cable | DC | 300-399 | 320 | 1 |  | 1200 |  | 2026-12-01 | -/+ 320kV Bipolar HVDC cable
NPCC-New York |  | 680 | Planned | NPCC | Anabaric Development Partners | N | Other |  | On-shore (Ruland 138kV) | Off-shore Station | Anabaric Development Partners, LLC |  |  | 1 | 192 | -/+ 320kV Bipolar HVDC cable | DC | 300-399 | 320 | 1 |  | 1200 |  | 2026-12-01 | -/+ 320kV Bipolar HVDC cable
NPCC-New York |  | 792 | Planned | NPCC | Anabaric Development Partners | N | Other |  | On-shore (Ruland 138kV) | Off-shore Station | Anabaric Development Partners, LLC |  |  | 1 | 192 | -/+ 320kV Bipolar HVDC cable | DC | 300-399 | 320 | 1 |  | 800 |  | 2026-12-01 | -/+ 320kV Bipolar HVDC cable
NPCC-New York |  | 545A/3 | Completed | NPCC |  | N | Other |  | Dysinger (New Station) | East Stolle (New Station) | NextEra Energy Transmission NY |  |  | 1 | 20 | OH | AC | 300-399 | 345 | 1 |  | 1356 |  | 2022-06-01 | Western NY - Empire State Line Project
NPCC-New York |  | 556 | Completed | NPCC |  | N | Other |  | Porter | Rotterdam | LSP/NGRID |  |  | 1 | -71.8 |  | AC | 200-299 | 230 | 1 |  | 1066 |  | 2022-06-01 | AC Transmission Project Segment A/1-795 ACSR/1-1431 ACSR/2-954 ACSS
NPCC-New York |  | 556 | Completed | NPCC |  | N | Other |  | Porter | Rotterdam | LSP/NGRID |  |  | 1 | -72.13 |  | AC | 200-299 | 230 | 1 |  | 1066 |  | 2022-06-01 | AC Transmission Project Segment A/1-795 ACSR/1-1431 ACSR/2-954 ACSS
NPCC-New York |  | 556 | Completed | NPCC |  | N | Other |  | Edic | New Scotland | LSP/NGRID |  |  | 1 | -83.52 |  | AC | 300-399 | 345 | 1 |  | 2190 |  | 2022-06-01 | AC Transmission Project Segment A/2-795 ACSR
NPCC-New York |  | 556 | Completed | NPCC |  | N | Other |  | Rotterdam | New Scotland | NGRID |  |  | 1 | -18.08 |  | AC | 100-120 | 115 | 1 |  | 1212 |  | 2022-06-01 | AC Transmission Project Segment A/1-1033.5 ACSR/1-1192.5 ACSR
NPCC-New York |  | 556/3 | Completed | NPCC |  | N | Other |  | Edic | Gordon Rd (New Station) | LSP/NGRID |  |  | 1 | 68.74 |  | AC | 300-399 | 345 | 1 |  | 3410 |  | 2022-06-01 | AC Transmission Project Segment A/2-795 ACSR/2-954 ACSS
NPCC-New York |  | 556/3 | Completed | NPCC |  | N | Other |  | Gordon Rd (New Station) | New Scotland | LSP/NGRID |  |  | 1 | 24.93 |  | AC | 300-399 | 345 | 1 |  | 2190 |  | 2022-06-01 | AC Transmission Project Segment A/2-795 ACSR/2-954 ACSS
NPCC-New York |  | 556 | Planned | NPCC |  | N | Other |  | Gordon Rd (New Station) | New Scotland | LSP/NGRID |  |  | 1 | -24.93 |  | AC | 300-399 | 345 | 1 |  | 2190 |  | 2023-06-01 | AC Transmission Project Segment A/2-795 ACSR/2-954 ACSS
NPCC-New York |  | 556 | Planned | NPCC |  | N | Other |  | Gordon Rd (New Station) | Princetown (New Station) | LSP |  |  | 1 | 5.26 |  | AC | 300-399 | 345 | 1 |  | 3410 |  | 2023-06-01 | AC Transmission Project Segment A/2-954 ACSS
NPCC-New York |  | 556 | Planned | NPCC |  | N | Other |  | Princetown (New Station) | New Scotland | LSP |  |  | 1 | 20.05 |  | AC | 300-399 | 345 | 2 |  | 3410 |  | 2023-06-01 | AC Transmission Project Segment A/2-954 ACSS
NPCC-New York |  | 556 | Planned | NPCC |  | N | Other |  | Princetown (New Station) | New Scotland | LSP/NGRID |  |  | 1 | 19.83 |  | AC | 300-399 | 345 | 1 |  | 2190 |  | 2023-06-01 | AC Transmission Project Segment A/2-795 ACSR
NPCC-New York |  | 556 | Planned | NPCC |  | N | Other |  | Edic | Princetown (New Station) | LSP/NYPA/NGRID |  |  | 1 | 67 |  | AC | 300-399 | 345 | 2 |  | 3410 |  | 2023-12-01 | AC Transmission Project Segment A/2-954 ACSS
NPCC-New York |  | 556 | Planned | NPCC |  | N | Other |  | Edic | Marcy | NYPA |  |  | 1 | 1.4 |  | AC | 300-399 | 345 | 1 |  | 3150 |  | 2023-12-01 | AC Transmission Project Segment A; Terminal Equipment Upgrades to existing line
NPCC-New York |  | 556 | Planned | NPCC |  | N | Other |  | Rotterdam | Eastover Rd | NGRID |  |  | 1 | -23.8 |  | AC | 200-299 | 230 | 1 |  | 1114 |  | 2029-06-01 | Rotterdam 230kV Substation Retirement, reconnect existing line
NPCC-New York |  | 556 | Planned | NPCC |  | N | Other |  | Gordon Rd (New Station) | Rotterdam | LSP/NGRID |  |  | 1 | -0.0758 |  | AC | 200-299 | 230 | 1 |  | 1260 |  | 2029-06-01 | Rotterdam 230kV Substation Retirement
NPCC-New York |  | 556 | Planned | NPCC |  | N | Other |  | Gordon Rd (New Station) | Rotterdam | LSP/NGRID |  |  | 1 | -0.0379 |  | AC | 200-299 | 230 | 1 |  | 1260 |  | 2029-06-01 | Rotterdam 230kV Substation Retirement
NPCC-New York |  | 556 | Planned | NPCC |  | N | Other |  | Gordon Rd (New Station) | Eastover Rd | NGRID |  |  | 1 | 23.8 |  | AC | 200-299 | 230 | 1 |  | 1114 |  | 2029-06-01 | Rotterdam 230kV Substation Retirement; reconnect existing line
NPCC-New York |  | 543 | Planned | NPCC |  | N | Other |  | Greenbush | Hudson | NGRID |  |  | 1 | -26.43 |  | AC | 100-120 | 115 | 1 |  | 648 |  | 2023-12-01 | AC Transmission Project Segment B
NPCC-New York |  | 543 | Planned | NPCC |  | N | Other |  | Hudson | Pleasant Valley | NGRID |  |  | 1 | -39.22 |  | AC | 100-120 | 115 | 1 |  | 648 |  | 2023-12-01 | AC Transmission Project Segment B
NPCC-New York |  | 543 | Planned | NPCC |  | N | Other |  | Schodack | Churchtown | NGRID |  |  | 1 | -26.74 |  | AC | 100-120 | 115 | 1 |  | 937 |  | 2023-12-01 | AC Transmission Project Segment B
NPCC-New York |  | 543 | Planned | NPCC |  | N | Other |  | Churchtown | Pleasant Valley | NGRID |  |  | 1 | -32.22 |  | AC | 100-120 | 115 | 1 |  | 806 |  | 2023-12-01 | AC Transmission Project Segment B
NPCC-New York |  | 543 | Planned | NPCC |  | N | Other |  | Milan | Pleasant Valley | NGRID |  |  | 1 | -16.8 |  | AC | 100-120 | 115 | 1 |  | 806 |  | 2023-12-01 | AC Transmission Project Segment B
NPCC-New York |  | 543 | Planned | NPCC |  | N | Other |  | Lafarge | Pleasant Valley | NGRID |  |  | 1 | -60.39 |  | AC | 100-120 | 115 | 1 |  | 584 |  | 2023-12-01 | AC Transmission Project Segment B
NPCC-New York |  | 543 | Planned | NPCC |  | N | Other |  | North Catskill | Milan | NGRID |  |  | 1 | -23.85 |  | AC | 100-120 | 115 | 1 |  | 937 |  | 2023-12-01 | AC Transmission Project Segment B
NPCC-New York |  | 543 | Planned | NPCC |  | N | Other |  | New Scotland | Alps | NGRID |  |  | 1 | -30.57 |  | AC | 300-399 | 345 | 1 |  | 2015 |  | 2023-12-01 | AC Transmission Project Segment B
NPCC-New York |  | 543/3 | Completed | NPCC |  | N | Other |  | Hudson | Churchtown | New York Transco |  |  | 1 | 7.16 |  | AC | 100-120 | 115 | 1 |  | 648 |  | 2022-06-01 | AC Transmission Project Segment B
NPCC-New York |  | 543/3 | Completed | NPCC |  | N | Other |  | Churchtown | Blue Stores | New York Transco |  |  | 1 | 9.01 |  | AC | 100-120 | 115 | 1 |  | 1114 |  | 2022-06-01 | AC Transmission Project Segment B
NPCC-New York |  | 3 | Completed | NPCC |  | N | Other |  | Blue Stores | Milan | New York Transco |  |  | 1 | 10.81 |  | AC | 100-120 | 115 | 1 |  | 879 |  | 2023-03-01 | AC Transmission Project Segment B
NPCC-New York |  |  | Planned | NPCC |  | N | Other |  | Milan | Pleasant Valley | New York Transco |  |  | 1 | 16.88 |  | AC | 100-120 | 115 | 1 |  | 648 |  | 2023-12-01 | AC Transmission Project Segment B
NPCC-New York |  | 543 | Planned | NPCC |  | N | Other |  | Lafarge | Churchtown | NGRID |  |  | 1 | 28.17 |  | AC | 100-120 | 115 | 1 |  | 582 |  | 2023-12-01 | AC Transmission Project Segment B
NPCC-New York |  | 543 | Planned | NPCC |  | N | Other |  | North Catskill | Churchtown | NGRID |  |  | 1 | 8.43 |  | AC | 100-120 | 115 | 1 |  | 648 |  | 2023-12-01 | AC Transmission Project Segment B
NPCC-New York |  | 543 | Planned | NPCC |  | N | Other |  | Knickerbocker (New Station) | Pleasant Valley | New York Transco |  |  | 1 | 54.47 |  | AC | 300-399 | 345 | 1 |  | 3844 |  | 2023-12-01 | AC Transmission Project Segment B
NPCC-New York |  | 543 | Planned | NPCC |  | N | Other |  | Knickerbocker (New Station) | New Scotland | NGRID |  |  | 1 | 12.44 |  | AC | 300-399 | 345 | 1 |  | 2381 |  | 2023-12-01 | AC Transmission Project Segment B
NPCC-New York |  | 543 | Planned | NPCC |  | N | Other |  | Knickerbocker (New Station) | Alps | NGRID |  |  | 1 | 18.13 |  | AC | 300-399 | 345 | 1 |  | 2552 |  | 2023-12-01 | AC Transmission Project Segment B
NPCC-New York |  | 543 | Planned | NPCC |  | N | Other |  | Rock Tavern | Sugarloaf | New York Transco |  |  | 1 | 12 | OH | AC | 100-120 | 115 | 1 |  | 1657 |  | 2023-12-01 | AC Transmission Project Segment B; 1-1590 ACSR
NPCC-New York |  |  | Planned | NPCC |  | N | Other |  | Sugarloaf (Transco) | Sugarloaf (O&R) | New York Transco |  |  | 1 | 0.14 | OH | AC | 121-150 | 138 | 1 |  | 1657 |  | 2023-12-01 | AC Transmission Project Segment B; 1-1590 ACSR
NPCC-New York |  | 543 | Planned | NPCC |  | N | Other |  | Athens | Pleasant Valley | NGRID |  |  | 1 | -39.39 | OH | AC | 300-399 | 345 | 1 |  | 2228 |  | 2023-12-01 | Loop Line into new Van Wagner Substation/2-795 ACSR
NPCC-New York |  | 543 | Planned | NPCC |  | N | Other |  | Leeds | Pleasant Valley | NGRID |  |  | 1 | -39.34 | OH | AC | 300-399 | 345 | 1 |  | 2228 |  | 2023-12-01 | Loop Line into new Van Wagner Substation/2-795 ACSR
NPCC-New York |  | 543 | Planned | NPCC |  | N | Other |  | Athens | Van Wagner (New Station) | NGRID |  |  | 1 | 38.65 | OH | AC | 300-399 | 345 | 1 |  | 2228 |  | 2023-12-01 | Loop Line into new Van Wagner Substation/2-795 ACSR
NPCC-New York |  | 543 | Planned | NPCC |  | N | Other |  | Leeds | Van Wagner (New Station) | NGRID |  |  | 1 | 38.63 | OH | AC | 300-399 | 345 | 1 |  | 2228 |  | 2023-12-01 | Loop Line into new Van Wagner Substation/2-795 ACSR
NPCC-New York |  | 543 | Planned | NPCC |  | N | Other |  | Van Wagner (New Station) | Pleasant Valley | New York Transco |  |  | 1 | 0.71 | OH | AC | 300-399 | 345 | 1 |  | 3864 |  | 2023-12-01 | Loop Line into new Van Wagner Substation/Reconductor w/2-795 ACSS
NPCC-New York |  | 543 | Planned | NPCC |  | N | Other |  | Van Wagner (New Station) | Pleasant Valley | New York Transco |  |  | 1 | 0.71 | OH | AC | 300-399 | 345 | 1 |  | 3864 |  | 2023-12-01 | Loop Line into new Van Wagner Substation/Reconductor w/2-795 ACSS
NPCC-New York |  | 543 | Planned | NPCC |  | Y | Other |  | Cricket Valley | CT State Line | ConEd |  |  | 1 | -3.46 | OH | AC | 300-399 | 345 | 1 |  | 2220 |  | 2023-12-01 | Loop Line into new Dover Substation/2-795 ACSS
NPCC-New York |  | 543 | Planned | NPCC |  | N | Other |  | Cricket Valley | Dover (New Station) | ConEd |  |  | 1 | 0.3 | OH | AC | 300-399 | 345 | 1 |  | 2220 |  | 2023-12-01 | Loop Line into new Dover Substation/2-795 ACSS
NPCC-New York |  | 543 | Planned | NPCC |  | Y | Other |  | Dover (New Station) | CT State Line | ConEd |  |  | 1 | 3.13 | OH | AC | 300-399 | 345 | 1 |  | 2220 |  | 2023-12-01 | Loop Line into new Dover Substation/2-795 ACSS
NPCC-New York |  | 1125 | Planned | NPCC |  | N | Other |  | Edic | Marcy | NYPA |  |  | 1 | 1.4 |  | AC | 300-399 | 345 | 1 |  | 4030 | 2023-12-01 | 2025-12-01 | SPCP Terminal Equipment Upgrades to existing line
NPCC-New York |  | 1125 | Planned | NPCC |  | N | Other |  | Moses | Haverstock | NYPA |  |  | 1 | 2 |  | AC | 200-299 | 230 | 3 |  | 1089 |  | 2025-12-01 | SPCP: Existing Moses - Adirondack (MA1), Moses - Adirondack (MA2), and Moses - Willis (MW2) 230 kV Lines to Haverstock Substation. 1 – 795 kcmil ACSR 26/7 “Drake”
NPCC-New York |  | 1125 | Planned | NPCC |  | N | Other |  | Haverstock | Adirondack | NYPA |  |  | 1 | 83.7 |  | AC | 300-399 | 345 | 2 |  | 2177 |  | 2025-12-01 | SPCP: Existing Moses - Adirondack (MA1), Moses - Adirondack (MA2) 230kV lines to Haverstock Substation.Creating new Haverstock to Adirondack (HA1) and Haverstock to Adirondack (HA2) 345kV lines. 2 – 795 kcmil ACSR 26/7 “Drake”
NPCC-New York |  | 1125 | Planned | NPCC |  | N | Other |  | Haverstock | Willis | NYPA |  |  | 1 | 34.99 |  | AC | 300-399 | 345 | 2 |  | 3119 |  | 2025-12-01 | SPCP: Existing Moses - Willis (MW1) and Moses - Willis (MW2) 230 kV Lines diverted to to Haverstock Substation. Creating Haverstock - Willis (HW1) and Haverstock - Willis (HW1) 345 kV Lines. 2 – 795 kcmil ACSS 26/7 “Drake”
NPCC-New York |  | 1125 | Planned | NPCC |  | N | Other |  | Willis | Patnode | NYPA |  |  | 1 | 8.65 |  | AC | 200-299 | 230 | 2 |  | 2078 |  | 2025-12-01 | SPCP: Two Willis - Patnode 230 kV Lines. 1 – 1272 kcmil ACSS 45/7 “Bittern”
NPCC-New York |  | 1125 | Planned | NPCC |  | N | Other |  | Willis | Ryan | NYPA |  |  | 1 | 6.59 |  | AC | 200-299 | 230 | 2 |  | 2078 |  | 2025-12-01 | SPCP: Two Willis - Ryan 230 kV Lines. 1 – 1272 kcmil ACSS 45/7 “Bittern”
NPCC-New York |  | 1125 | Planned | NPCC |  | N | Other |  | Willis (Existing) | Willis (New) | NYPA |  |  | 1 | 0.4 |  | AC | 200-299 | 230 | 2 |  | 2078 |  | 2025-12-01 | SPCP: Two Willis (existing) - Willis (New) 230 kV Lines. 1 – 1272 kcmil ACSS 45/7 “Bittern”
NPCC-New York |  | 1125 | Planned | NPCC |  | N | Other |  | Adirondack | Austin Road | NYPA/NGRID |  |  | 1 | 11.6 |  | AC | 300-399 | 345 | 1 |  | 3119 |  | 2025-12-01 | SPCP: Adirondack - Austin Road Circuit-1 345 kV Line. 2 – 795 kcmil ACSS 26/7 “Drake”
NPCC-New York |  | 1125 | Planned | NPCC |  | N | Other |  | Adirondack | Marcy | NYPA/NGRID |  |  | 1 | 52.6 |  | AC | 300-399 | 345 | 1 |  | 3119 |  | 2025-12-01 | SPCP: Adirondack - Marcy Circuit-1 345 kV Line. 2 – 795 kcmil ACSS 26/7 “Drake”
NPCC-New York |  | 1125 | Planned | NPCC |  | N | Other |  | Austin Road | Edic | NGRID |  |  | 1 | 42.5 |  | AC | 300-399 | 345 | 1 |  | 3119 |  | 2025-12-01 | SPCP: Austin Road -Edic Circuit-1 345 kV Line. 2 – 795 kcmil ACSS 26/7 “Drake”
NPCC-New York |  | 1125 | Planned | NPCC |  | N | Other |  | Rector Road | Austin Road | NGRID |  |  | 1 | 1 |  | AC | 200-299 | 230 | 1 |  | 1089 |  | 2025-12-01 | SPCP: Rector Road - Austin Road Circuit-1 230 kV Line. 1 – 795 kcmil ACSR 26/7 “Drake”
NPCC-New York |  | 1125 | Planned | NPCC |  | N | Other |  | Moses | Adirondack | NYPA |  |  | 1 | -85.7 |  | AC | 200-299 | 230 | 2 |  | N/A |  | 2025-12-01 | SPCP: Retire Existing Moses - Adirondack MA1 and MA2 230 kV Lines
NPCC-New York |  | 1125 | Planned | NPCC |  | N | Other |  | Moses | Willis | NYPA |  |  | 1 | -36.99 |  | AC | 200-299 | 230 | 2 |  | N/A |  | 2025-12-01 | SPCP: Retire Existing Moses - Willis MW1 and MW2 230 kV Line
NPCC-New York |  | 631/887 | Planned | NPCC |  | N | Other |  | Astoria Annex | Rainey | NYPA |  |  | 1 | 3.4 | CY 2021 / Under Ground Cable (UG) | AC | 300-399 | 345 | 1 |  | 2326 |  | 2026-12-01 | Q#631 and Q# 887 are part of Class Year 2021. It includes an elective System Upgrade Facility, Astoria Annex - Rainey 345kV XLPE cable. Conductor Type : XLPE Cable
NPCC-New York |  | 1125 | Planned | NPCC |  | N | Other |  | Adirondack | Porter | NGRID |  |  | 1 | -54.41 |  | AC | 200-299 | 230 | 1 |  | N/A |  | 2025-12-01 | SPCP: Retire Existing Adirondack - Porter 230 kV Line
NPCC-New York |  | 1125 | Planned | NPCC |  | N | Other |  | Adirondack | Chases Lake | NGRID |  |  | 1 | -11.05 |  | AC | 200-299 | 230 | 1 |  | N/A |  | 2025-12-01 | SPCP: Retire Existing Adirondack - Chases Lake 230 kV Line
NPCC-New York |  | 1125 | Planned | NPCC |  | N | Other |  | Chases Lake | Porter | NGRID |  |  | 1 | -43.46 |  | AC | 200-299 | 230 | 1 |  | N/A |  | 2025-12-01 | SPCP: Retire Existing Chases Lake - Porter 230 kV Line
NPCC-New York |  | 1125 | Planned | NPCC |  | N | Other |  | Willis | Patnode | NYPA |  |  | 1 | -8.65 |  | AC | 200-299 | 230 | 1 |  | N/A |  | 2025-12-01 | SPCP: Retire Existing Willis - Patnode WPN1 230 kV Line.
NPCC-New York |  | 1125 | Planned | NPCC |  | N | Other |  | Willis | Ryan | NYPA |  |  | 1 | -6.59 |  | AC | 200-299 | 230 | 1 |  | N/A |  | 2025-12-01 | SPCP: Retire Existing Willis - Ryan WRY2 230 kV Line.
NPCC-New York |  | 1125 | Planned | NPCC |  | N | Other |  | Edic | Porter | NGRID |  |  | 1 | -0.39 |  | AC | 200-299 | 230 | 1 |  | N/A |  | 2025-12-01 | SPCP: Retire Existing Edic-Porter #17 230kV Line
NPCC-New York |  |  | Planned | NPCC |  | N | Reliability |  | Rock Tavern | Sugarloaf | CHGE |  |  | 1 | -12.1 | OH | AC | 100-120 | 115 | 1 |  | N/A |  | 2022-12-01 | Retire SL Line
NPCC-New York |  | 11 | Planned | NPCC |  | N | Reliability |  | High Falls | Kerhonkson | CHGE |  |  | 1 | 10.03 | OH | AC | 100-120 | 115 | 1 |  | 1010 |  | 2023-12-01 | 1-795 ACSR: Convert to 115 kV Operation
NPCC-New York |  | 11 | Planned | NPCC |  | N | Reliability |  | Galeville | Kerhonkson | CHGE |  |  | 1 | 9.16 | OH | AC | 100-120 | 115 | 1 |  | 1010 |  | 2023-12-01 | 1-795 ACSR: Convert to 115 kV Operation
NPCC-New York |  |  | Planned | NPCC |  | N | Reliability |  | Sugarloaf | NY/NJ State Line | CHGE |  |  | 1 | -10.3 | OH | AC | 100-120 | 115 | 2 |  | N/A |  | 2024-12-01 | Retire SD/SJ Lines
NPCC-New York |  | 11 | Planned | NPCC |  | N | Reliability |  | St. Pool | High Falls | CHGE |  |  | 1 | 5.69 | OH | AC | 100-120 | 115 | 1 |  | 1010 |  | 2024-12-01 | 1-795 ACSR: Convert to 115 kV Operation
NPCC-New York |  | 11 | Planned | NPCC |  | N | Reliability |  | Modena | Galeville | CHGE |  |  | 1 | 4.62 | OH | AC | 100-120 | 115 | 1 |  | 1010 | 2023-12-01 | 2024-12-01 | 1-795 ACSR: Convert to 115 kV Operation
NPCC-New York |  | 6 | Planned | NPCC |  | N | Reliability |  | Knapps Corners | Spackenkill | CHGE |  |  | 1 | 2.36 | OH | AC | 100-120 | 115 | 1 |  | 1280 | 2025-12-01 | 2024-12-01 | 1-1033 ACSR
NPCC-New York |  | 3 | Completed | NPCC |  | N | Reliability |  | Mountain | Lockport | NGRID |  |  | 1 | 0.08 | OH | AC | 100-120 | 115 | 2 |  | 174 |  | 2022-06-01 | Mountain-Lockport 103/104 Bypass
NPCC-New York |  | 3 | Completed | NPCC |  | N | Reliability |  | Niagara | Packard | NGRID |  |  | 1 | 3.7 | OH | AC | 100-120 | 115 | 1 |  | 344 |  | 2022-06-01 | Replace 3.7 miles of 191 line
NPCC-New York |  | 3 | Completed | NPCC |  | N | Reliability |  | Wolf Rd | Menands | NGRID |  |  | 1 | 1.34 | OH | AC | 100-120 | 115 | 1 |  | 182 |  | 2022-06-01 | Reconductor 1.34 miles between Wolf Rd- Everett tap (per EHI)
NPCC-New York |  |  | Planned | NPCC |  | N | Reliability |  | Lockport | Mortimer | NGRID |  |  | 1 | 56.5 |  | AC | 100-120 | 115 | 3 |  | - |  | 2022-12-01 | Replace Cables Lockport-Mortimer #111, 113, 114
NPCC-New York |  | 6 | Completed | NPCC |  | N | Reliability |  | Niagara | Packard | NGRID |  |  | 1 | 3.7 | OH | AC | 100-120 | 115 | 2 |  | 344 | 2022-06-01 | 2022-12-01 | Replace 3.7 miles of 193 and 194 lines
NPCC-New York |  |  | Planned | NPCC |  | N | Reliability |  | Gardenville | Big Tree | NGRID |  |  | 1 | 6.3 | OH | AC | 100-120 | 115 | 1 |  | 221 |  | 2022-12-01 | Gardenville-Arcade #151 Loop-in-and-out of NYSEG Big Tree
NPCC-New York |  |  | Planned | NPCC |  | N | Reliability |  | Big Tree | Arcade | NGRID |  |  | 1 | 28.6 | OH | AC | 100-120 | 115 | 1 |  | 129 |  | 2022-12-01 | Gardenville-Arcade #151 Loop-in-and-out of NYSEG Big Tree
NPCC-New York |  |  | Planned | NPCC |  | N | Reliability |  | Maplewood | Menands | NGRID |  |  | 1 | 3 |  | AC | 100-120 | 115 | 1 |  | 220 |  | 2023-06-01 | Reconductor approx 3 miles of 115kV Maplewood – Menands #19
NPCC-New York |  |  | Planned | NPCC |  | N | Reliability |  | Maplewood | Reynolds | NGRID |  |  | 1 | 3 |  | AC | 100-120 | 115 | 1 |  | 217 |  | 2023-06-01 | Reconductor approx 3 miles of 115kV Maplewood – Reynolds Road #31
NPCC-New York |  |  | Planned | NPCC |  | N | Reliability |  | Gardenville | Dunkirk | NGRID |  |  | 1 | 0.2 | OH | AC | 100-120 | 115 | 2 |  | N/A |  | 2023-12-01 | Add 115kV taps on 141/142 to new customer station (Erie)
NPCC-New York |  |  | Planned | NPCC |  | N | Reliability |  | Cortland | Clarks Corners | NGRID |  |  | 1 | 0.2 | OH | AC | 100-120 | 115 | 1 |  | 176 | 2023-06-01 | 2024-06-01 | Replace 0.2 miles of 1(716) line and series equipment
NPCC-New York |  |  | Planned | NPCC |  | N | Reliability |  | Packard | Huntley | NGRID |  |  | 1 | 9.1 | OH | AC | 100-120 | 115 | 1 |  | 262 | 2023-12-01 | 2024-12-01 | Walck-Huntley #133, Packard-Huntley #130 Reconductor
NPCC-New York |  |  | Planned | NPCC |  | N | Reliability |  | Walck | Huntley | NGRID |  |  | 1 | 9.1 | OH | AC | 100-120 | 115 | 1 |  | 262 | 2023-12-01 | 2024-12-01 | Walck-Huntley #133, Packard-Huntley #130 Reconductor
NPCC-New York |  |  | Planned | NPCC |  | N | Reliability |  | Clay | Wetzel | NGRID |  |  | 1 | 3.7 |  | AC | 100-120 | 115 | 1 |  | 220 |  | 2024-12-01 | Add a breaker at Clay and build approximately 2000 feet of 115kV to create radial line
NPCC-New York |  | 6 | Planned | NPCC |  | N | Reliability |  | Gardenville | Dunkirk | NGRID |  |  | 1 | 20.5 | OH | AC | 100-120 | 115 | 2 |  | 1105 | 2024-06-01 | 2026-06-01 | Replace 20.5 miles of 141 and 142 lines
NPCC-New York |  |  | Planned | NPCC |  | N | Reliability |  | Niagara | Gardenville | NGRID |  |  | 1 | 26.3 | OH | AC | 100-120 | 115 | 1 |  | 275 |  | 2026-06-01 | Packard-Erie / Niagara-Gardenville Reconfiguration
NPCC-New York |  |  | Planned | NPCC |  | N | Reliability |  | Packard | Gardenville | NGRID |  |  | 1 | 28.2 | OH | AC | 100-120 | 115 | 2 |  | 168 |  | 2026-06-01 | Packard-Gardenville Reactors, Packard-Erie / Niagara-Gardenville Reconfiguration
NPCC-New York |  |  | Planned | NPCC |  | N | Reliability |  | Erie St | Gardenville | NGRID/NYSEG |  |  | 1 | 5.5 | OH | AC | 100-120 | 115 | 1 |  | 139 |  | 2026-06-01 | Packard-Erie / Niagara-Gardenville Reconfiguration, Gardenville add breakers
NPCC-New York |  |  | Planned | NPCC |  | N | Reliability |  | Lockport | Batavia | NGRID |  |  | 1 | 20 |  | AC | 100-120 | 115 | 1 |  | 646 |  | 2026-06-01 | Rebuild 20 miles of Lockport-Batavia 112
NPCC-New York |  |  | Planned | NPCC |  | N | Reliability |  | Huntley | Lockport | NGRID |  |  | 1 | 1.2 |  | AC | 100-120 | 115 | 2 |  | 747 |  | 2026-12-01 | Rebuild 1.2 miles of (2) single circuit taps on Huntley-Lockport 36/37 at Ayer Rd
NPCC-New York |  |  | Planned | NPCC |  | N | Reliability |  | Brockport | Brockport | NGRID |  |  | 1 | 3.5 |  | AC | 100-120 | 115 | 2 |  | 648 | 2026-12-01 | 2027-06-01 | Refurbish 111/113 3.5 mile single circuit taps to Brockport Station.
NPCC-New York |  |  | Planned | NPCC |  | N | Reliability |  | Mortimer | Golah | NGRID |  |  | 1 | 9.7 |  | AC | 100-120 | 115 | 1 |  | 657 | 2025-06-02 | 2027-12-01 | Refurbish 9.7 miles Single Circuit Wood H-Frames on Mortimer-Golah 110.
NPCC-New York |  |  | Planned | NPCC |  | N | Reliability |  | Mortimer | Pannell | NGRID |  |  | 1 | 15.7 |  | AC | 100-120 | 115 | 2 |  | 221 | 2026-06-01 | 2028-06-01 | Reconductor existing Mortimer – Pannell 24 and 25 lines with 795 ACSR
NPCC-New York |  |  | Planned | NPCC |  | N | Reliability |  | SE Batavia | Golah | NGRID |  |  | 1 | 27.8 |  | AC | 100-120 | 115 | 1 |  | 648 | 2026-06-02 | 2028-12-01 | Refurbish 27.8 miles Single Circuit Wood H-Frames on SE Batavia-Golah 119
NPCC-New York |  |  | Planned | NPCC |  | N | Reliability |  | Gardenville | Homer Hill | NGRID |  |  | 1 | 37.5 |  | AC | 100-120 | 115 | 2 |  | 649 | 2027-06-01 | 2031-06-01 | Refurbish 37.5 miles double circuit Gardenville-Homer Hill 151/152l
NPCC-New York |  |  | Planned | NPCC |  | N | Reliability |  | Huntley | Gardenville | NGRID |  |  | 1 | 23.4 |  | AC | 100-120 | 115 | 2 |  | 731 | 2027-12-01 | 2031-12-01 | Refurbish 23.4 miles double circuit on Huntley-Gardenville 38/39.
NPCC-New York |  | 566/6 | Planned | NPCC |  | N | Reliability |  | Moses | Adirondack | NYPA |  |  | 1 | 78 |  | AC | 200-299 | 230 | 2 |  | 1088 |  | 2023-06-01 | Replace 78 miles of both Moses-Adirondack 1&2
NPCC-New York |  |  | Planned | NPCC |  | N | Reliability |  | Pleasant Valley | Wood St | NYSEG/ConEd |  |  | 1 | 28 |  | AC | 300-399 | 345 | 2 |  | 3030 |  | 2023-12-01 | Tapping 345 kV Line between Pleasant Valley and Millwood West at Wood Street
NPCC-New York |  |  | Planned | NPCC |  | N | Reliability |  | Wood St | Millwood West | NYSEG/ConEd |  |  | 1 | 12.4 |  | AC | 300-399 | 345 | 2 |  | 3030 |  | 2023-12-01 | Tapping 345 kV Line between Pleasant Valley and Millwood West at Wood Street
NPCC-New York |  |  | Planned | NPCC |  | N | Reliability |  | Millwood West | Pleasant Valley | NYSEG/ConEd |  |  | 1 | -40.4 |  | AC | 300-399 | 345 | 2 |  | 3030 |  | 2023-12-01 | Tapping 345 kV Line between Pleasant Valley and Millwood West at Wood Street
NPCC-New York |  |  | Planned | NPCC |  | N | Reliability |  | Coddington | E. Ithaca (to Coddington) | NYSEG |  |  | 1 | 8.07 | OH | AC | 100-120 | 115 | 1 |  | 307 |  | 2024-06-01 | 665 ACCR
NPCC-New York |  |  | Planned | NPCC |  | N | Reliability |  | North Waverly | East Sayre | NYSEG |  |  | 1 | 2.99 |  | AC | 100-120 | 115 | 1 |  | 218 |  | 2025-12-01 | Reconductor existing line with ACSR 795 26/7 "Drake"
NPCC-New York |  | 7 | Planned | NPCC |  | N | Reliability |  | Ladentown | Buchanan | O & R/ConEd |  |  | 15%/85% | -9.5 |  | AC | 300-399 | 345 | 1 |  | 3000 | 2023-06-01 | 2024-06-01 | 2-2493 ACAR
NPCC-New York |  | 7 | Planned | NPCC |  | N | Reliability |  | Ladentown | Lovett 345 kV Station (New Station) | O & R/ConEd |  |  | 15%/85% | 5.5 |  | AC | 300-399 | 345 | 1 |  | 3000 |  | 2024-06-01 | 2-2493 ACAR
NPCC-New York |  | 7 | Planned | NPCC |  | N | Reliability |  | Lovett 345 kV Station (New Station) | Buchanan | O & R/ConEd |  |  | 15%/85% | 4 |  | AC | 300-399 | 345 | 1 |  | 3000 |  | 2024-06-01 | 2-2493 ACAR
NPCC-New York |  | 7 | Planned | NPCC |  | N | Reliability |  | Station 168 | Mortimer (NG Trunk #2) | RGE |  |  | 1 | 26.4 | OH | AC | 100-120 | 115 | 1 |  | 145 | 2023-12-01 | 2025-12-01 | Station 168 Reinforcement Project
NPCC-New York |  | 7 | Planned | NPCC |  | N | Reliability |  | Station 168 | Elbridge (NG Trunk # 6) | RGE |  |  | 1 | 45.5 | OH | AC | 100-120 | 115 | 1 |  | 145 | 2023-12-01 | 2025-12-01 | Station 168 Reinforcement Project
NPCC-New York |  |  | Planned | NPCC |  | N | Reliability |  | Station 418 | Station 48 | RGE |  |  | 1 | 7.6 | OH | AC | 100-120 | 115 | 1 |  | 175 |  | 2026-06-01 | New 115kV Line
NPCC-New York |  |  | Planned | NPCC |  | N | Reliability |  | Station 418 | Station 113 (Rebuild Line #947) | RGE |  |  | 1 | 3.3 |  | AC | 100-120 | 115 | 1 |  | 267 |  | 2027-06-01 | Monroe County Reliability Project Line Rebuild and Reconductor
NPCC-New York |  |  | Planned | NPCC |  | N | Reliability |  | Station 113 | Spencerport (Rebuild Line #947) | RGE |  |  | 1 | 4.3 |  | AC | 100-120 | 115 | 1 |  | 267 |  | 2027-06-01 | Monroe County Reliability Project Line Rebuild and Reconductor
NPCC-New York |  |  | Planned | NPCC |  | N | Reliability |  | Spencerport | Station 70 (Rebuild Line #947) | RGE |  |  | 1 | 4.5 |  | AC | 100-120 | 115 | 1 |  | 267 |  | 2027-06-01 | Monroe County Reliability Project Line Rebuild and Reconductor
NPCC-New York |  |  | Planned | NPCC |  | N | Reliability |  | Station 70 | Station 71 (Rebuild Line #9467) | RGE |  |  | 1 | 4.2 |  | AC | 100-120 | 115 | 1 |  | 267 |  | 2027-06-01 | Monroe County Reliability Project Line Rebuild and Reconductor
NPCC-New York |  |  | Planned | NPCC |  | N | Reliability |  | Station 71 | Station 69 (Rebuild Line #945) | RGE |  |  | 1 | 2.9 |  | AC | 100-120 | 115 | 1 |  | 267 |  | 2027-06-01 | Monroe County Reliability Project Line Rebuild and Reconductor
NPCC-New York |  |  | Planned | NPCC |  | N | Reliability |  | Station 69 | Station 93 (Rebuild Line #917) | RGE |  |  | 1 | 2 |  | AC | 100-120 | 115 | 1 |  | 267 |  | 2027-06-01 | Monroe County Reliability Project Line Rebuild and Reconductor
NPCC-New York |  |  | Planned | NPCC |  | N | Reliability |  | Station 93 | Station 7 (Rebuild Line #917) | RGE |  |  | 1 | 1.6 |  | AC | 100-120 | 115 | 1 |  | 218 |  | 2027-06-01 | Monroe County Reliability Project Line Rebuild and Reconductor
NPCC-New York |  |  | Planned | NPCC |  | N | Reliability |  | Mortimer | Station 251 (Upgrade Line #901) | RGE |  |  | 1 | 1 |  | AC | 100-120 | 115 | 1 |  | 400 |  | 2028-06-01 | Line Upgrade
NPCC-New York |  |  | Conceptual | NPCC |  | N | Reliability |  | Syosset | Shore Rd | LIPA |  |  | 1 | 11 |  | AC | 121-150 | 138 | 1 |  | 1171 |  | 2031-06-01 | 2000 SQMM XLPE
NPCC-New York |  |  | Conceptual | NPCC |  | N | Reliability |  | Lighthouse Hill | Clay | NGRID |  |  | 1 | 26.09 |  | AC | 100-120 | 115 | 1 |  | 648 |  | 2023-06-01 | Upgrade spans to remove Clearance Limit (CLCPA)
NPCC-New York |  |  | Conceptual | NPCC |  | N | Reliability |  | Tilden | Cortland | NGRID |  |  | 1 | 35.11 |  | AC | 100-120 | 115 | 1 |  | 939 |  | 2023-12-01 | Upgrade spans to remove Clearance Limit (CLCPA)
NPCC-New York |  |  | Conceptual | NPCC |  | N | Reliability |  | Inghams | Saint Johnsville | NGRID |  |  | 1 | 2.94 |  | AC | 100-120 | 115 | 1 |  | 1114 |  | 2024-12-01 | Reconductor 2.94mi of 2/0 + 4/0 Cu (of 7.11mi total) to 795 ACSR
NPCC-New York |  |  | Conceptual | NPCC |  | N | Reliability |  | Dunkirk | Laona | NGRID |  |  | 1 | 10.5 |  | AC | 100-120 | 115 | 2 |  | 847 |  | 2026-06-01 | 115kV Reconductor approximately 5 miles (CLCPA)
NPCC-New York |  |  | Conceptual | NPCC |  | N | Reliability |  | Indian River | Lyme Junction | NGRID |  |  | 1 | 8.6 |  | AC | 100-120 | 115 | 1 |  | 2228 |  | 2026-12-01 | New 8.6 mile 115kV circuit with 795ACSR to create a loop connecting two existing radial circuits
NPCC-New York |  |  | Conceptual | NPCC |  | N | Reliability |  | State Campus | Menands | NGRID |  |  | 1 | 0.4 |  | AC | 100-120 | 115 | 1 |  | 1105 |  | 2028-12-01 | Replace 0.4 mile of UG cable
NPCC-New York |  |  | Conceptual | NPCC |  | N | Reliability |  | Inghams | Meco | NGRID |  |  | 1 | 30.83 |  | AC | 100-120 | 115 | 1 |  | 1398 |  | 2029-12-01 | Rebuild 115kV DCT
NPCC-New York |  |  | Conceptual | NPCC |  | N | Reliability |  | Meco | Maple Avenue | NGRID |  |  | 1 | 15.71 |  | AC | 100-120 | 115 | 1 |  | 1398 |  | 2029-12-01 | Rebuild 115kV DCT
NPCC-New York |  |  | Conceptual | NPCC |  | N | Reliability |  | Maple Avenue | Rotterdam | NGRID |  |  | 1 | 15.08 |  | AC | 100-120 | 115 | 1 |  | 1398 |  | 2029-12-01 | Rebuild 115kV DCT
NPCC-New York |  |  | Conceptual | NPCC |  | N | Reliability |  | Inghams | Stoner | NGRID |  |  | 1 | 23.8 |  | AC | 100-120 | 115 | 1 |  | 1398 |  | 2029-12-01 | Rebuild 115kV DCT
NPCC-New York |  |  | Conceptual | NPCC |  | N | Reliability |  | Stoner | Rotterdam | NGRID |  |  | 1 | 23.12 |  | AC | 100-120 | 115 | 1 |  | 1398 |  | 2029-12-01 | Rebuild 115kV DCT
NPCC-New York |  |  | Conceptual | NPCC |  | Y | Reliability |  | Ramapo (NY) | South Mahwah (RECO) | O & R |  |  | 1 | 5.5 |  | AC | 121-150 | 138 | 2 |  | 1980 |  | 2022-12-01 | 1272 ACSS
NPCC-New York |  |  | Conceptual | NPCC |  | N | Reliability |  | Burns | West Nyack | O & R |  |  | 1 | 5 |  | AC | 121-150 | 138 | 1 |  | 940 |  | 2023-06-01 | UG Cable
NPCC-New York |  |  | Conceptual | NPCC |  | N | Reliability |  | Ramapo | Sugarloaf | O & R |  |  | 1 | 17 |  | AC | 121-150 | 138 | 1 |  | 1980 |  | 2024-12-01 | 1272 ACSS
NPCC-New York |  |  | Conceptual | NPCC |  | N | Reliability |  | Burns | Corporate Drive | O & R |  |  | 1 | 5 |  | AC | 121-150 | 138 | 1 |  | 1980 |  | 2024-12-01 | 2024
NPCC-New York |  |  | Conceptual | NPCC |  | N | Reliability |  | West Nyack | Burns | O & R |  |  | 1 | 12 |  | AC | 121-150 | 138 | 1 |  | 1100 |  | 2027-12-01 | 2027
NPCC-Ontario |  |  | Under Construction | NPCC | East-West Tie | N | Reliability |  | Lakehead TS | Wawa TS | Upper Canada Transmission Inc. |  |  |  | 480 | OH | AC | 200-299 | 230 |  |  |  | 2020-12-01 | 2024-10-01 | *Update that most line work is complete, but some stations still under construction
NPCC-Ontario |  |  | Under Construction | NPCC | West Ottawa Transmission Reinforcement | N | Reliability |  | Merivale TS | Hawthorne TS | Hydro One |  |  |  | 14 | OH | AC | 200-299 | 230 |  |  |  | 2022-12-01 | 2023-10-01
NPCC-Ontario |  |  | Planned | NPCC | West of Chatham Transmission Reinforcement - Line | N | Reliability |  | Chatham SS | Lakeshore TS | Hydro One |  |  |  | 62 | OH | AC | 200-299 | 230 |  |  |  | 2025-12-01 | 2025-10-01
NPCC-Ontario |  |  | Planned | NPCC | Lambton to Chatham | N | Reliability |  | Lambon TS | Chatham TS | Hydro One |  |  |  | 73 | OH | AC | 200-299 | 230 |  |  |  | 2028-03-01 | 2030-01-01
NPCC-Ontario |  |  | Under Construction | NPCC | FETT Upgrade | N | Reliability |  | Richview TS | Trafalgar TS | Hydro One |  |  |  | 44 | OH | AC | 200-299 | 230 |  |  |  | 2026-06-01 | 2026-04-01
NPCC-Ontario |  |  | Planned | NPCC | Waasigan Transmission Line-Phase 1 | N | Reliability |  | Lakehead TS | Mackenzie TS | Hydro One |  |  |  | 236 | OH | AC | 200-299 | 230 |  |  |  | 2025-12-01 | 2025-10-01
NPCC-Ontario |  |  | Planned | NPCC | Waasigan Transmission Line-Phase 2 | N | Reliability |  | Mackenzie TS | Dryden TS | Hydro One |  |  |  | 108 | OH | AC | 200-299 | 230
NPCC-Ontario |  |  | Planned | NPCC | New 1-CCT 500 kV line-Mississagi TS to Hanmer TS | N | Reliability |  | Mississagi TS | Hanmer TS | Hydro One |  |  |  | 128 | OH | AC | 400-599 | 500 |  |  |  | 2029-12-01
NPCC-Ontario |  |  | Planned | NPCC | New 2-CCT 230 kV line-Mississagi TS to Third Line TS | N | Reliability |  | Mississagi TS | Third Line TS | Hydro One |  |  |  | 47 | OH | AC | 200-299 | 230 |  |  |  | 2029-12-01 | 2029-10-01
NPCC-Ontario |  |  | Planned | NPCC | New 1-CCT 230 kV line-Porcupine TS to Wawa TS | N | Reliability |  | Porcupine TS | Wawa TS | Hydro One |  |  |  | 160 | OH | AC | 200-299 | 230 |  |  |  | 2030-12-01 | 2030-10-01
NPCC-Ontario |  |  | Planned | NPCC | New 2-CCT 230 kV line-Clarington TS(GTA) to Dobbin TS | N | Reliability |  | Clarington TS | Dobbin TS | Hydro One |  |  |  | 32 | OH | AC | 200-299 | 230 |  |  |  | 2030-12-01 | 2030-10-01
NPCC-Ontario |  |  | Planned | NPCC | New 1-CCT 500 kV line-Longwood TS to Lakeshore TS | N | Reliability |  | Longwood TS | Lakeshore TS | Hydro One |  |  |  | 120 | OH | AC | 400-599 | 500 |  |  |  | 2030-12-01 | 2030-10-01
NPCC-Ontario |  |  | Under Construction | NPCC | Sudbury Area Bulk System Reinforcement | N | Reliability |  | Hanmer TS | Martindale TS | Hydro One |  |  |  | 13 | OH | AC | 200-299 | 230 |  |  |  |  | 2023-10-01
NPCC-Ontario |  |  | Planned | NPCC | Richview to Manby Reinforcement | N | Reliability |  | Richview TS | Manby TS | Hydro One |  |  |  | 8 | OH | AC | 200-299 | 230 |  |  |  | 2025-04-01 | 2026-01-01
NPCC-Quebec |  | 1453 | Completed | NPCC | PRRSO_E201511_L1542-1543 | N | Economics / Congestion | Reliability | Saint-Sulpice Station | Pierre-Le-Gardeur Station | HQ TransÉnergie | N/A | S | 1 | 17.4 | OH | AC | 100-120 | 120 | 2 | 2 | 0-1000 | 2014-10-01 | 2015-11-01
NPCC-Quebec |  | 2682 | Completed | NPCC | Industrial Client | N | Economics / Congestion | Reliability | Industrial Client Station | HQ Station | HQ TransÉnergie | N/A | S | 1 | 18.4 | OH | AC | 151-199 | 161 | 2 | 2 | 0-1000 | 2015-12-01 | 2015-12-01
NPCC-Quebec |  | 778 | Completed | NPCC | PSRP_LaRomaine_local | N | Hydro Integration | Other | La Romaine 2 Power Plant | La Romaine 1 Power Plant | HQ TransÉnergie | N/A | S | 1 | 17.8 | OH | AC | 300-399 | 315 | 1 | 1 | 0-1000 | 2016-10-01 | 2015-12-01
NPCC-Quebec |  | 3105 | Completed | NPCC | PSRP_Rivière-Nouvelle_150MW | N | Variable/Renewable Integration | Other | Rivière-Nouvelle Wind Farm | Tap on line between Matapédia Station and Cascapédia Station | HQ TransÉnergie | N/A | S | 1 | 14.5 | OH | AC | 200-299 | 230 | 1 | 1 | 0-1000 | 2016-12-01 | 2016-12-01
NPCC-Quebec |  | 3012 | Completed | NPCC | PRRSO_E201610_NP_Adamsville_120-25 | N | Economics / Congestion | Reliability | Adamsville Station | Cleveland Station | HQ TransÉnergie | N/A | S | 1 | 10.6 | OH | AC | 100-120 | 120 | 2 | 2 | 0-1000 | 2016-10-01 | 2016-10-01
NPCC-Quebec |  | 2902 | Completed | NPCC | PRRSO_P201610_L_GB-StSauv_120 | N | Economics / Congestion | Reliability | Grand-Brûlé Station | Saint-Sauveur Station | HQ TransÉnergie | N/A | S | 1 | 52.8 | OH | AC | 100-120 | 120 | 2 | 2 | 0-1000 | 2016-10-01 | 2018-10-01
NPCC-Quebec |  | 778 | Completed | NPCC | PSRP_LaRomaine_local | N | Hydro Integration | Other | La Romaine 3 Power Plant Station | Montagnais Station | HQ TransÉnergie | N/A | S | 1 | 127.4 | OH | AC | 300-399 | 735 | 1 | 1 | 1000-2000 | 2017-06-01 | 2017-06-01
NPCC-Quebec |  | 3095+3102 | Completed | NPCC | PRRSO_E201706_NL_1552_Langlois_VDS | N | Reliability | Other | HQ Station | HQ Station | HQ TransÉnergie | N/A | S | 1 | 19 | OH | AC | 100-120 | 120 | 1 | 1 | 0-1000 | 2017-06-01 | 2017-09-01
NPCC-Quebec |  | 3101 | Planned | NPCC | PSRP_Interconnexion_Hertel-NY | Y | Economics / Congestion | Other | Hertel Station | Québec - US Border | HQ TransÉnergie | N/A | S | 1 | 74 | UG | DC | 400-599 | 400 | 2 | 2 | 1000-2000 | 2017-12-01 | 2026-05-01
NPCC-Quebec |  | 1135 | Cancelled - Permitting Challenges | NPCC | PSRP_Interconnexion New Hampshire | Y | Economics / Congestion | Other | Des Cantons Station | Québec - US Border | HQ TransÉnergie | N/A | S | 1 | 93.2 | OH | DC | 300-399 | 320 | 2 | 2 | 1000-2000 | 2017-10-01
NPCC-Quebec |  | 3131 | Completed | NPCC | PSRP_Lignes-CHM-DUV_JCA-BDI | N | Reliability | Other | Chamouchouane Station | Duvernay Station | HQ TransÉnergie | N/A | S | 1 | 249 | OH | AC | 600+ | 735 | 1 | 1 | 5000-6000 | 2018-11-01 | 2018-11-01
NPCC-Quebec |  | 3418 | Planned | NPCC | Ligne Micoua Saguenay | N | Reliability | Other | Micoua Station | Saguenay Station | HQ TransÉnergie | N/A | S | 1 | 163 | OH | AC | 600+ | 735 | 1 | 1 | 5000-6000 | 2022-11-01 | 2023-12-01
NPCC-Quebec |  | - | Planned | NPCC | NECEC | Y | Economics / Congestion | Other | Appalaches Station | Québec - US Border | HQ TransÉnergie | N/A | S | 1 | 124.3 | OH | DC | 300-399 | 320 | 2 | 2 | 1000-2000 | 2017-10-01
NPCC-Quebec |  | - | Completed | NPCC | Reconstruction L1159-L1164 | N | Economics / Congestion | Other | Arthabaska | Bois-Francs | HQ TransÉnergie | N/A | S | 1 | 12.6 | OH | AC | 100-120 | 120 | 2 | 2 | 1000-2000 | 2018-11-01 | 2018-11-01
NPCC-Quebec |  | 3131 | Completed | NPCC | Ligne 3 points | N | Economics / Congestion | Other | Tap JCA-DUV | Bout-de-L'Ile | HQ TransÉnergie | N/A | S | 1 | 11.9 | OH | AC | 600+ | 735 | 1 | 1 | 5000-6000 | 2019-11-01 | 2019-11-01
PJM |  |  | Cancelled - Economics | RF | b3012.1a | Y | Reliability | Other | Route 51 | Elrama | FE(APS) |  | I | 1 | 4.7 | OH | AC | 121-150 | 138 | 1 | 2 | 400 | 2021-06-01 | 2023-06-01 | Construct two new ties from a new First Energy substation to a new Duquesne substation by using two separate structures - AP portion. The estimated line length is approximately 4.7 miles, however, this length is subject to change based on the final route of the line.
PJM |  |  | Cancelled - Economics | RF | b3012.1b | Y | Reliability | Other | Route 51 | Elrama | FE(APS) |  | I | 1 | 4.7 | OH | AC | 121-150 | 138 | 1 | 2 | 400 | 2021-06-01 | 2023-06-01 | Construct two new ties from a new First Energy substation to a new Duquesne substation by using two separate structures - AP portion. The estimated line length is approximately 4.7 miles, however, this length is subject to change based on the final route of the line.
PJM |  |  | Cancelled - Economics | RF | b3282 | N | Reliability | Economics / Congestion | East Huntington | North Proctorville | AEP |  | I | 1 | 10 | OH | AC | 121-150 | 138 | 1 | 1 | 200 | 2025-06-01 | 2025-06-01
PJM |  |  | Cancelled - Economics | RF | n3343 | N | Variable/Renewable Integration | Reliability | W3-099 | Erie East | FE(Penelec) |  | I | 1 | 2.6 | OH | AC | 100-120 | 100-120 | 1 | 2 | 300 | 2014-09-01 | 2021-06-01 | Install 2.6 miles of ADSS from W3-099 to Erie East.
PJM |  |  | Cancelled - Economics | RF | s2179.3 | N | Reliability | Economics / Congestion | Fieldale | Fairystone | AEP |  | I | 1 | 7 | OH | AC | 121-150 | 138 | 1 | 1 | 435 | 2022-11-01 | 2024-09-02 | Construct ~7 miles of 138 kV line from Fieldale - Fairystone.
PJM |  |  | Cancelled - Economics | RF | s2179.8 | N | Reliability | Economics / Congestion | Salem Highway | Fairystone | AEP |  | I | 1 | 21 | OH | AC | 121-150 | 138 | 1 | 1 | 435 | 2022-11-01 | 2027-10-31 | Construct ~21 miles of 138 kV line from Salem Highway - Fairystone.
PJM |  |  | Cancelled - Economics | RF | s2179.8 | N | Reliability | Economics / Congestion | Salem Highway | Fairystone | AEP |  | I | 1 | 21 | OH | AC | 121-150 | 138 | 1 | 1 | 435 | 2027-10-31 | 2027-10-31
PJM |  |  | Cancelled - Economics | RF | s2270.1 | N | Reliability | Economics / Congestion | Panhandle | Kammer | AEP |  | I | 1 | 10.3 | OH | AC | 400-599 | 500 | 1 | 1 | 1100 | 2023-03-01 | 2023-03-01
PJM |  |  | Cancelled - Economics | RF | s2270.1 | N | Reliability | Economics / Congestion | Panhandle | 502 Junction | AEP |  | I | 1 | 31.7 | OH | AC | 400-599 | 500 | 1 | 1 | 1100 | 2023-03-01 | 2023-03-01
PJM |  |  | Cancelled - Economics | RF | s2585.3 | N | Other | Economics / Congestion | New Westville | West Manchester | Dayton |  | I | 1 | 15 | OH | AC | 121-150 | 138 |  |  |  | 2026-12-31 | 2026-12-31
PJM |  |  | Cancelled - Load Growth | RF | b3015.4 | N | Reliability | Economics / Congestion | Dravosburg | Elrama | DUQ |  | I | 1 | 10 | OH | AC | 121-150 | 138 | 2 | 2 | 400 | 2021-06-01 | 2022-06-01 | Run new conductor on existing tower to establish the new Dravosburg-Elrama (Z-75) circuit. 10 miles
PJM |  |  | Cancelled - Load Growth | RF | s1533.1 | Y | Reliability | Economics / Congestion | Twombley Road | West Dekalb | Rochelle |  | I | 1 | 3 | OH | AC | 121-150 | 138 | 1 | 1 | 400 | 2021-10-01 | 2020-07-17 | Construct a new line from the Twombley Road substation to a tap of the West DeKalb to Glidden 138 kV line just outside the West DeKalb 138 kV substation.
PJM |  |  | Completed | RF | b1032.2 | N | Reliability | Economics / Congestion | Biers Run | Hopetown | AEP | 14006 | I | 1 | 5.5 | OH | AC | 121-150 | 121-150 | 1 | 1 | 389 | 2014-06-01 | 2018-05-01 | Siting-Permitting/Construct two 138kV outlets to Circleville 138kV station and to Hopetown station
PJM |  |  | Completed | RF | b1032.2 | N | Reliability | Economics / Congestion | Biers Run | Circleville | AEP | 14006 | I | 1 | 23.5 | OH | AC | 121-150 | 121-150 | 1 | 1 | 389 | 2014-06-01 | 2018-05-01 | Siting-Permitting/Construct two 138kV outlets to Circleville 138kV station and to Hopetown station
PJM |  |  | Completed | RF | b1032.3 | N | Reliability | Economics / Congestion | Hopetown | Delano | AEP | 14006 | I | 1 | 5.5 | OH | AC | 121-150 | 121-150 | 1 | 1 | 389 | 2014-06-01 | 2017-12-31 | Siting-Permitting/Rebuild Camp Sherman 69kV station as Hopetown 138kV station
PJM |  |  | Completed | RF | b1589 | N | Reliability | Economics / Congestion | Essex | Kearny | PSEG |  | I | 1 | 2 | OH | AC | 121-150 | 121-150 | 1 | 1 | 250 | 2013-06-01 | 2018-06-01 | New Essex-Kearny 138 kV circuit and Kearny 138 kV bus tie
PJM |  |  | Completed | RF | b1818 | N | Reliability | Economics / Congestion | Lincoln | Allen | AEP | 14006 | I | 1 | 3.1 | OH | AC | 121-150 | 121-150 | 2 | 2 | 167 | 2016-06-01 | 2017-12-01 | Expand the Allen station by installing a second 345/138 kV transformer and adding four 138 kV exits by cutting in the Lincoln - Sterling and Milan - Timber Switch 138 kV double circuit tower line
PJM |  |  | Completed | RF | b1818 | N | Reliability | Economics / Congestion | Sterling | Allen | AEP | 14006 | I | 1 | 3.1 | OH | AC | 121-150 | 121-150 | 2 | 2 | 148 | 2016-06-01 | 2017-12-01 | Allen station expansion
PJM |  |  | Completed | RF | b1818 | N | Reliability | Economics / Congestion | Milan | Allen | AEP | 14006 | I | 1 | 3.1 | OH | AC | 121-150 | 121-150 | 2 | 2 | 167 | 2016-06-01 | 2017-12-01 | Allen station expansion
PJM |  |  | Completed | RF | b1818 | N | Reliability | Economics / Congestion | Timber Switch | Allen | AEP | 14006 | I | 1 | 3.1 | OH | AC | 121-150 | 121-150 | 2 | 2 | 167 | 2016-06-01 | 2017-12-01 | Allen station expansion
PJM |  |  | Completed | RF | b1875 | N | Reliability | Economics / Congestion | Bradley | Tower 117 | AEP | 14006 | I | 1 | 9.1 | OH | AC | 121-150 | 121-150 | 1 | 1 | 251 | 2016-06-01 | 2018-12-14 | Build 25 miles of new 138 kV line from Bradley Station through Tower 117 Station and terminating at McClung 138 kV station. Existing 69 kV distribution transformers will be replaced with 138 kV transf
PJM |  |  | Completed | RF | b1875 | N | Reliability | Economics / Congestion | Tower 117 | McClung | AEP | 14006 | I | 1 | 18 | OH | AC | 121-150 | 121-150 | 1 | 1 | 296 | 2017-12-01 | 2018-12-14 | Build 25 miles of new 138 kV line from Bradley Station through Tower 117 Station and terminating at McClung 138 kV station. Existing 69 kV distribution transformers will be replaced with 138 kV transf
PJM |  |  | Completed | RF | b1959 | N | Reliability | Economics / Congestion | Groton | Hayes | FE(ATSI) |  | I | 1 | 9 | OH | AC | 121-150 | 121-150 | 1 | 2 | 220 | 2018-06-01 | 2018-05-31 | Build a new West Fremont-Groton-Hayes 138kV line
PJM |  |  | Completed | RF | b1959 | N | Reliability | Economics / Congestion | West Fremont | Groton | FE(ATSI) |  | I | 1 | 19 | OH | AC | 121-150 | 121-150 | 1 | 2 | 220 | 2018-06-01 | 2018-05-31 | Build a new West Fremont-Groton-Hayes 138kV line
PJM |  |  | Completed | RF | b2124.5 | N | Reliability | Reliability | Kiesters | Campbell | FE(AP) |  | I | 1 | 7.5 | OH | AC | 121-150 | 121-150 | 1 | 1 | 360 | 2016-06-01 | 2017-12-21 | Convert approximately 7.5 miles of 69 kV to 138 kV
PJM |  |  | Completed | RF | b2288 | N | Reliability | Economics / Congestion | Piney Grove | Wattsville | DPL |  | I | 1 | 8 | OH | AC | 121-150 | 138 | 1 | 1 | 350 | 2018-06-01 | 2018-06-01 | Build a new 138kV line from Piney Grove - Wattsville
PJM |  |  | Completed | RF | b2307 | N | Reliability | Economics / Congestion | Raphael Road | Joppatowne | BGE |  | I | 1 | 3 | UG | AC | 100-120 | 115 | 1 | 1 | 200 | 2017-06-01 | 2017-12-31 | Install a 230/115kV transformer at Raphael Rd and construct approximately 3 miles of 115kV line from Raphael Rd. to Joppatowne. Construct a 115kV three-breaker ring at Joppatowne to accommodate the ne
PJM |  |  | Completed | RF | b2308 | N | Reliability | Economics / Congestion | Bestgate Tap | Waugh Chapel | BGE |  | I | 1 | 3 | UG | AC | 100-120 | 115 | 1 | 1 | 180 | 2018-06-01 | 2018-12-20 | Build approximately 3 miles of 115kV underground line from Bestgate tap to Waugh Chapel. Create two-breaker bay at Waugh Chapel to accommodate the new underground circuit
PJM |  |  | Completed | RF | b2344.2 | N | Reliability | Economics / Congestion | Structure 415 | New Station | AEP |  | I | 1 | 3.75 | OH | AC | 121-150 | 138 | 1 | 1 | 350 | 2018-06-01 | 2017-12-18 | Tap the Hydramatic – Valley 138 kV circuit (~ structure 415), build a new 138 kV line (~3.75 miles) to this new station
PJM |  |  | Completed | RF | b2344.3 | N | Reliability | Economics / Congestion | New Station | Marcellus | AEP |  | I | 1 | 1.95 | OH | AC | 121-150 | 138 | 1 | 1 | 350 | 2018-06-01 | 2017-12-19 | From this station, construct a new 138 kV line (~1.95 miles) to REA’s Marcellus station
PJM |  |  | Completed | RF | b2344.4 | N | Reliability | Economics / Congestion | Structure 434 | Marcellus | AEP |  | I | 1 | 2.35 | OH | AC | 121-150 | 138 | 1 | 1 | 350 | 2018-06-01 | 2017-12-20 | From REA’s Marcellus station construct new 138 kV line (~2.35 miles) to a tap point on Valley – Hydramactic 138 kV ckt (~structure 434)
PJM |  |  | Completed | RF | b2410 | N | Reliability | Economics / Congestion | Hogan | Mullin | AEP |  | I | 1 | 3 | OH | AC | 121-150 | 138 | 1 | 1 | 350 | 2018-06-01 | 2018-08-06 | Convert Hogan-Mullin 34.5 kV line to 138 kV, establish 138 kV line btw Jones Creek and Strawton, rebuild existing Mullin-Elwood 34.5 kV and terminate line into Strawton station, retire Mullin station
PJM |  |  | Completed | RF | b2436.60 | N | Reliability | Economics / Congestion | North Ave | Bayway | PSEG |  | I | 1 | 6 | OH | AC | 300-399 | 345 | 1 | 1 | 900 | 2015-06-01 | 2018-04-24 | Convert the North Ave - Bayway 138 kV path to double circuit 345 kV
PJM |  |  | Completed | RF | b2436.70 | N | Reliability | Economics / Congestion | Airport | Bayway | PSEG |  | I | 1 | 3 | OH | AC | 300-399 | 345 | 1 | 1 | 900 | 2015-06-01 | 2018-05-08 | Convert the Airport - Bayway 138 kV path to double circuit 345 kV
PJM |  |  | Completed | RF | b2436.83 | N | Reliability | Economics / Congestion | Linden "Z" | Bayway | PSEG |  | I | 1 | 2 | OH | AC | 300-399 | 345 | 1 | 1 | 900 | 2015-06-01 | 2018-02-28 | Convert the Bayway - Linden "Z" 138 kV circuit to 345 kV and any associated substation upgrades
PJM |  |  | Completed | RF | b2450 | N | Reliability | Economics / Congestion | Central City West | Bedford North | FE(Penelec) |  | I | 1 | 18 | OH | AC | 100-120 | 115 | 1 | 1 | 200 | 2018-06-01 | 2019-03-14 | Construct a new 115 kV line from Central City West to Bedford North
PJM |  |  | Completed | SERC | b2461 | N | Reliability | Economics / Congestion | Remington CT | Warrenton | Dominion |  | I | 1 | 12 | OH | AC | 200-299 | 230 | 1 | 2 | 1047 | 2017-06-01 | 2018-11-16 | Wreck and rebuild existing Remington CT - Warrrenton 230 kV (approx. 12 miles) as a double-circuit 230 kV line
PJM |  |  | Completed | SERC | b2461.1 | N | Reliability | Economics / Congestion | Wheeler | Vint Hill | Dominion |  | I | 1 | 6 | OH | AC | 200-299 | 230 | 1 | 1 | 1047 | 2017-06-01 | 2018-10-02 | Construct a new 230 kV line approximately 6 miles from NOVEC's Wheeler Substation to new 230 kV switching station in Vint Hill area
PJM |  |  | Completed | SERC | b2461.2 | N | Reliability | Economics / Congestion | Gainesville | Wheeler | Dominion |  | I | 1 | 6 | OH | AC | 200-299 | 230 | 1 | 1 | 1047 | 2017-06-01 | 2018-12-20 | Convert NOVEC's Gainesville - Wheeler line (approximately 6 miles) to 230 kV
PJM |  |  | Completed | RF | b2480.1 | N | Reliability | Economics / Congestion | Upper Pittsgrove | Lewis | AE |  | I | 1 | 41 | OH | AC | 121-150 | 138 | 1 | 1 | 400 | 2016-06-01 | 2019-05-31 | New Upper Pittsgrove - Lewis 138 kV line and associated substation upgrades, environmental work
PJM |  |  | Completed | RF | b2480.3 | N | Reliability | Economics / Congestion | Landis | Lewis | AE |  | I | 1 | 31 | OH | AC | 121-150 | 138 | 1 | 1 | 400 | 2016-06-01 | 2017-05-24 | New Landis - Lewis 138 kV line and associated substation upgrades
PJM |  |  | Completed | RF | b2481 | N | Reliability | Economics / Congestion | Cardiff | Lewis | AE |  | I | 1 | 5 | OH | AC | 121-150 | 138 | 1 | 1 | 400 | 2016-06-01 | 2019-05-31 | New Cardiff - Lewis #2 138 kV line and associated substation upgrades, environmental work
PJM |  |  | Completed | RF | b2501.4 | N | Reliability | Economics / Congestion | Nottingham | Freebyrd | AEP |  | I | 1 | 4 | OH | AC | 121-150 | 138 | 1 | 1 | 400 | 2017-06-01 | 2021-06-01 | Construct new 138 kV switching station Nottingham tapping 6-138 kV FE circuits (Holloway-Brookside, Holloway-Harmon #1 and #2, Holloway-Reeds, Holloway-New Stacy, Holloway-Cloverdale). Exit a 138 kV circuit from new station to Freebyrd station
PJM |  |  | Completed | RF | b2502.3 | N | Reliability | Economics / Congestion | Freebyrd | South Cadiz | AEP |  | I | 1 | 4.6 | OH | AC | 121-150 | 138 | 1 | 1 | 400 | 2017-11-16 | 2018-11-01 | Rebuild/convert Freebyrd - South Cadiz 69 kV circuit to 138 kV
PJM |  |  | Completed | RF | b2600 | N | Reliability | Economics / Congestion | Fremont | Pound | AEP |  | I | 1 | 5 | OH | AC | 121-150 | 138 | 1 | 1 | 400 | 2019-06-01 | 2018-05-31 | Rebuild Fremont - Pound line as 138 kV
PJM |  |  | Completed | RF | b2602.2 | N | Reliability | Economics / Congestion | East Huntington | Darrah | AEP |  | I | 1 | 2.5 | OH | AC | 121-150 | 138 | 1 | 1 | 400 | 2019-06-01 | 2019-11-28 | Construct 2.5 Miles of 138 kV 1033 ACSR from East Huntington to Darrah 138 kV substations
PJM |  |  | Completed | RF | b2611.2 | N | Reliability | Economics / Congestion | Sundial | New Station | AEP |  | I | 1 | 3.2 | OH | AC | 121-150 | 138 | 2 | 2 | 400 | 2019-06-01 | 2022-04-26 | Construct 3.2 miles of 1033 ACSR double circuit from new Station to cut into Sundial-Baileysville 138 kV line
PJM |  |  | Completed | RF | b2611.2 | N | Reliability | Economics / Congestion | Baileysville | New Station | AEP |  | I | 1 | 3.2 | OH | AC | 121-150 | 138 | 2 | 2 | 400 | 2019-06-01 | 2022-04-26 | Construct 3.2 miles of 1033 ACSR double circuit from new Station to cut into Sundial-Baileysville 138 kV line
PJM |  |  | Completed | RF | b2633.1 | N | Reliability | Economics / Congestion | Salem | Silver Run | DPL |  | I | 1 | 18 | OH | AC | 200-299 | 230 | 1 | 1 | 500 | 2019-04-01 | 2020-05-23 | Build a new 230 kV transmission line between Salem and Silver Run
PJM |  |  | Completed | SERC | b2653.1 | N | Reliability | Economics / Congestion | Pantego | Trowbridge | Dominion |  | I | 1 | 20 | OH | AC | 100-120 | 115 | 1 | 1 | 353 | 2018-06-01 | 2018-06-01 | Build 20 mile 115 kV line from Pantego to Trowbridge with summer emergency rating of 353 MVA.
PJM |  |  | Completed | SERC | b2654.1 | N | Reliability | Economics / Congestion | Scotland Neck | South Justice Branch | Dominion |  | I | 1 | 15 | OH | AC | 100-120 | 115 | 1 | 1 | 353 | 2018-06-01 | 2018-10-31 | Build 15 mile 115 kV line from Scotland Neck to S Justice Branch with summer emergency rating of 353 MVA. New line will be routed to allow HEMC to convert Dawson's Crossroads RP from 34.5 kV to 115 kV.
PJM |  |  | Completed | SERC | b2686.1 | N | Reliability | Economics / Congestion | Remington | Gordonsville | Dominion |  | I | 1 | 36.2 | OH | AC | 200-299 | 230 | 1 | 1 | 500 | 2019-06-01 | 2020-05-28 | Build a 230 kV line from Remington Substation to Gordonsville Substation utilizing existing ROW
PJM |  |  | Completed | RF | b2701.2 | N | Reliability | Economics / Congestion | Herlan | Blue Racer | AEP |  | I | 1 | 3.2 | OH | AC | 121-150 | 138 | 1 | 1 | 450 | 2020-06-01 | 2018-11-19 | Construct new 138 kV line from Herlan station to Blue Racer station. Estimated approx. 3.2 miles of 1234 ACSS/TW Yukon and OPGW
PJM |  |  | Completed | RF | b2753.6 | N | Reliability | Economics / Congestion | Dilles Bottom | Holloway | AEP |  | I | 1 | 3.8 | OH | AC | 121-150 | 138 | 1 | 1 | 300 | 2019-01-01 | 2019-12-19 | Build double circuit 138 kV line from Dilles Bottom to “Point A”. Tie each new AEP circuit in with a 6 wired line at Point A. This will create a Dilles Bottom - Holloway 138 kV circuit and a George Washington - Holloway 138 kV circuit.
PJM |  |  | Completed | RF | b2753.6 | N | Reliability | Economics / Congestion | Holloway (AEP) | George Washington | AEP |  | I | 1 | 5.3 | OH | AC | 121-150 | 138 | 1 | 1 | 300 | 2019-01-01 | 2019-12-19 | Build double circuit 138 kV line from Dilles Bottom to “Point A”. Tie each new AEP circuit in with a 6 wired line at Point A. This will create a Dilles Bottom - Holloway 138 kV circuit and a George Washington - Holloway 138 kV circuit.
PJM |  |  | Completed | RF | b2753.8 | N | Reliability | Economics / Congestion | Dilles Bottom | George Washington | AEP |  | I | 1 | 1.5 | OH | AC | 121-150 | 138 | 1 | 1 | 300 | 2019-01-01 | 2019-12-19 | Rebuild existing 69 kV line as double circuit from George Washington - Dilles Bottom 138 kV. One circuit will cut into Dilles Bottom 138 kV initially and the other will go past with future plans to cut in.
PJM |  |  | Completed | RF | b2753.8 | N | Reliability | Economics / Congestion | Dilles Bottom | George Washington | AEP |  | I | 1 | 1.5 | OH | AC | 121-150 | 138 | 1 | 1 | 300 | 2019-01-01 | 2019-12-19 | Rebuild existing 69 kV line as double circuit from George Washington - Dilles Bottom 138 kV. One circuit will cut into Dilles Bottom 138 kV initially and the other will go past with future plans to cut in.
PJM |  |  | Completed | RF | b2779.1 | N | Reliability | Economics / Congestion | Sowers | South Hicksville | AEP |  | I | 1 | 3.7 | OH | AC | 121-150 | 138 | 1 | 1 | 300 | 2019-06-01 | 2020-11-11 | Construction a new 138 kV station, Campbell Road, tapping into the Grabill – South Hicksville138 kV line
PJM |  |  | Completed | RF | b2779.1 | N | Reliability | Economics / Congestion | Sowers | Grabill | AEP |  | I | 1 | 10 | OH | AC | 121-150 | 138 | 1 | 1 | 300 | 2019-06-01 | 2020-11-11 | Construction a new 138 kV station, Campbell Road, tapping into the Grabill – South Hicksville138 kV line
PJM |  |  | Completed | RF | b2779.3 | N | Reliability | Economics / Congestion | Varner Station | Collingwood | AEP |  | I | 1 | 12 | OH | AC | 300-399 | 345 | 1 | 1 | 1500 | 2019-06-01 | 2021-03-25 | Construct a new 345/138 kV SDI Wilmington Station which will be sourced from Collingwood 345 kV and serve the SDI load at 345 kV and 138 kV respectively
PJM |  |  | Completed | RF | b2779.4 | N | Reliability | Economics / Congestion | Varner Station | Dunton Lake | AEP |  | I | 1 | 9.5 | OH | AC | 121-150 | 138 | 1 | 1 | 300 | 2019-06-01 | 2021-11-03 | Looped 138 kV circuits in-out of the new SDI Willington 138 kV station resulting in a direct circuit to Auburn 138 kV and in direct circuit to Auburn and Rob Park via Dunton Lake, and a circuit to Campbell Road; Reconductor 138kV line section between Dunt
PJM |  |  | Completed | RF | b2779.4 | N | Reliability | Economics / Congestion | Varner Station | Auburn | AEP |  | I | 1 | 10.5 | OH | AC | 121-150 | 138 | 1 | 1 | 300 | 2019-06-01 | 2021-11-03 | Looped 138 kV circuits in-out of the new SDI Willington 138 kV station resulting in a direct circuit to Auburn 138 kV and in direct circuit to Auburn and Rob Park via Dunton Lake, and a circuit to Campbell Road; Reconductor 138kV line section between Dunt
PJM |  |  | Completed | RF | b2779.4 | N | Reliability | Economics / Congestion | Varner Station | Sowers | AEP |  | I | 1 | 13.5 | OH | AC | 121-150 | 138 | 1 | 1 | 300 | 2019-06-01 | 2021-11-03 | Looped 138 kV circuits in-out of the new SDI Willington 138 kV station resulting in a direct circuit to Auburn 138 kV and in direct circuit to Auburn and Rob Park via Dunton Lake, and a circuit to Campbell Road; Reconductor 138kV line section between Dunt
PJM |  |  | Completed | RF | b2996.1a | N | Reliability | Economics / Congestion | Flint Run | Waldo Run | FE(APS) |  | I | 1 | 3 | OH | AC | 121-150 | 138 | 1 | 1 | 400 | 2020-12-31 | 2021-10-14 | Construct two single circuit Flint Run - Waldo Run 138 kV lines using 795 ACSR (approximately 3 miles).
PJM |  |  | Completed | RF | b2996.1b | N | Reliability | Economics / Congestion | Flint Run | Waldo Run | FE(APS) |  | I | 1 | 3 | OH | AC | 121-150 | 138 | 1 | 1 | 400 | 2020-12-31 | 2021-10-14 | Construct two single circuit Flint Run - Waldo Run 138 kV lines using 795 ACSR (approximately 3 miles).
PJM |  |  | Completed | RF | b3112 | N | Reliability | Economics / Congestion | Amlin | Dublin | AEP |  | I | 1 | 3.5 | OH | AC | 121-150 | 138 | 1 | 1 | 400 | 2020-06-01 | 2022-10-18 | Construct a single circuit 138 kV line (~3.5 miles) from Amlin to Dublin using 1033 ACSR Curlew (296 MVA SN), convert Dublin Station into a ring configuration, and re-terminating the Britton UG cable to Dublin Station.
PJM |  |  | Completed | SERC | s0918.1 | N | Reliability | Economics / Congestion | Gainesville | Haymarket | Dominion |  | I | 1 | 6 | OH | AC | 200-299 | 230 | 2 | 2 | 500 | 2018-05-15 | 2020-12-21 | Loop (in-and-out) an overhead, double-circuit 230 kV line extension approx. 6 miles (along new right-of-way) from a point in the corridor north of Gainesville to the proposed Haymarket Substation site
PJM |  |  | Completed | SERC | s0918.1 | N | Reliability | Economics / Congestion | Bristers | Haymarket | Dominion |  | I | 1 | 6 | OH | AC | 200-299 | 230 | 2 | 2 | 500 | 2018-05-15 | 2020-12-21 | Loop (in-and-out) an overhead, double-circuit 230 kV line extension approx. 6 miles (along new right-of-way) from a point in the corridor north of Gainesville to the proposed Haymarket Substation site
PJM |  |  | Completed | SERC | s0919.1 | N | Reliability | Economics / Congestion | Loudoun | Poland Road | Dominion |  | I | 1 | 4 | OH | AC | 200-299 | 230 | 2 | 2 | 500 | 2018-05-01 | 2018-05-03 | Poland Road: cut Loudoun - Brambleton line (Line #2094) and extend a double-circuit 230 kV line approx. 4 mi. to Poland Road Substation
PJM |  |  | Completed | SERC | s0919.1 | N | Reliability | Economics / Congestion | Brambleton | Poland Road | Dominion |  | I | 1 | 4 | OH | AC | 200-299 | 230 | 2 | 2 | 500 | 2018-05-01 | 2018-05-03 | Poland Road: cut Loudoun - Brambleton line (Line #2094) and extend a double-circuit 230 kV line approx. 4 mi. to Poland Road Substation
PJM |  |  | Completed | RF | s0943 | N | Reliability | Economics / Congestion | West Shore | Williams Grove | PPL |  | I | 1 | 4.2 | OH | AC | 200-299 | 230 | 1 | 2 | 500 | 2018-12-31 | 2018-11-12 | Build new 20.2 mi. Brunner Island-Williams Grove 230 kV line: break existing 16 mi. Brunner Island-West Shore #1 line outside West Shore, extend 4.2 mi. to Williams Grove by rebuilding West Shore-Williams Grove 230 kV line as double circuit tower line
PJM |  |  | Completed | RF | s0943 | N | Reliability | Economics / Congestion | Brunner Island | Williams Grove | PPL |  | I | 1 | 20.2 | OH | AC | 200-299 | 230 | 1 | 1 | 500 | 2018-12-31 | 2018-11-12 | Build new 20.2 mi. Brunner Island-Williams Grove 230 kV line: break existing 16 mi. Brunner Island-West Shore #1 line outside West Shore, extend 4.2 mi. to Williams Grove by rebuilding West Shore-Williams Grove 230 kV line as double circuit tower line
PJM |  |  | Completed | RF | s1070 | N | Reliability | Economics / Congestion | Bland | Progress Park | AEP |  | I | 1 | 12 | OH | AC | 121-150 | 138 | 1 | 2 | 450 | 2018-11-01 | 2018-10-25 | Rebuild the South Bluefield – Bland – Wythe 69kV line to 138kV operation. Re-route the Wythe termination point into the Progress Park station and terminated into a single 138kV circuit breaker. Rebuil
PJM |  |  | Completed | RF | s1070 | N | Reliability | Economics / Congestion | South Bluefield | Bland | AEP |  | I | 1 | 38 | OH | AC | 121-150 | 138 | 1 | 2 | 450 | 2018-11-01 | 2018-10-25 | Rebuild the South Bluefield – Bland – Wythe 69kV line to 138kV operation. Re-route the Wythe termination point into the Progress Park station and terminated into a single 138kV circuit breaker. Rebuil
PJM |  |  | Completed | RF | s1071.3 | N | Reliability | Economics / Congestion | Capitol Hill | Bullitt | AEP |  | I | 1 | 4 | OH | AC | 121-150 | 138 | 1 | 2 | 450 | 2019-12-31 | 2019-02-14 | Construct approximately 5 miles of new transmission line, of which approximately 4 miles will be double circuit 138/69 kV from the Chesterfield Avenue Station to the Capitol Hill Station and 1 mile wi
PJM |  |  | Completed | RF | s1071.3 | N | Reliability | Economics / Congestion | Chesterfield Avenue | Bullitt | AEP |  | I | 1 | 5 | OH | AC | 121-150 | 138 | 1 | 2 | 450 | 2019-12-31 | 2019-02-14 | Construct approximately 5 miles of new transmission line, of which approximately 4 miles will be double circuit 138/69 kV from the Chesterfield Avenue Station to the Capitol Hill Station and 1 mile wi
PJM |  |  | Completed | RF | s1143 | N | Reliability | Economics / Congestion | Susquehanna | Jenkins | PPL |  | I | 1 | 23.7 | OH | AC | 200-299 | 230 | 1 | 1 | 1000 | 2018-05-31 | 2018-05-25 | Add second circuit to approximately 23.7 miles of the Susquehanna-Jenkins 230 kV line using 1590 ACSR conductor
PJM |  |  | Completed | RF | s1160 | N | Reliability | Economics / Congestion | Devola | Lamping | AEP |  | I | 1 | 10 | OH | AC | 121-150 | 138 | 1 | 1 | 300 | 2022-06-01 | 2019-06-07 | Construct a new 345-138 kV substation “Lamping”, connected to AEP’s Kammer - Muskingum 345 kV circuit. Build a new 24 mile 138 kV circuit from Lamping - Devola substation, serving the R.E.C. customer stations along the way.
PJM |  |  | Completed | RF | s1210 | N | Reliability | Economics / Congestion | Broadview | East Springfield | FE(ATSI) |  | I | 1 | 3.5 | OH | AC | 121-150 | 121-150 | 1 | 2 | 160/192 | 2015-01-01 | 2019-05-01 | Rescheduled/2 new lines created from loop of East Springfield-Tangy into Broadview Substation
PJM |  |  | Completed | RF | s1210 | N | Reliability | Economics / Congestion | Broadview | Tangy | FE(ATSI) |  | I | 1 | 3.5 | OH | AC | 121-150 | 121-150 | 1 | 2 | 160/192 | 2015-01-01 | 2019-12-31 | Reschuled/2 new lines created from loop of East Springfield-Tangy into Broadview Substation
PJM |  |  | Completed | RF | s1210 | N | Reliability | Economics / Congestion | Broadview | Clark | FE(ATSI) |  | I | 1 | 5 | OH | AC | 121-150 | 121-150 | 1 | 2 | 278/338 | 2015-01-01 | 2019-12-31 | Rescheduled/2 new lines created from loop of Clark-Urbana into Broadview Substation
PJM |  |  | Completed | RF | s1210 | N | Reliability | Economics / Congestion | Broadview | Urbana | FE(ATSI) |  | I | 1 | 5 | OH | AC | 121-150 | 121-150 | 1 | 2 | 278/338 | 2015-01-01 | 2019-12-31 | Rescheduled/2 new lines created from loop of Clark-Urbana into Broadview Substation
PJM |  |  | Completed | RF | S1609.1 | N | Reliability | Economics / Congestion | Sardinia | Kenton | AEP |  | I | 1 | 4.5 | OH | AC | 121-150 | 138 | 1 | 1 | 200 | 2021-12-01 | 2020-06-05 | Build a 4.5-mile 138kV double circuit line from Sardinia Station to tap point on the Kenton – Wildcat 138kV circuit, capable of 200 MVA.
PJM |  |  | Completed | RF | S1609.1 | N | Reliability | Economics / Congestion | Sardinia | Wildcat | AEP |  | I | 1 | 4.5 | OH | AC | 121-150 | 138 | 1 | 1 | 200 | 2021-12-01 | 2020-06-05 | Build a 4.5-mile 138kV double circuit line from Sardinia Station to tap point on the Kenton – Wildcat 138kV circuit, capable of 200 MVA.
PJM |  |  | Completed | RF | S1615.1 | N | Reliability | Economics / Congestion | Charger | Ligonier | AEP |  | I | 1 | 4 | OH | AC | 121-150 | 138 | 1 | 1 | 400 | 2019-07-01 | 2019-06-28 | Construct a new 138 kV tie line from the new Charger 138 kV Switching Station to the existing Ligonier Station using 795 ACSR conductor.
PJM |  |  | Completed | RF | s1738 | N | Reliability | Economics / Congestion | Potter | NOVA Chemical | Dayton |  | I | 1 | 3 | OH | AC | 121-150 | 138 | 1 | 1 | 400 | 2020-06-01 | 2020-06-01 | Build Potter - NOVA Chemical 138 kV line
PJM |  |  | Completed | RF | s1783 | N | Reliability | Economics / Congestion | Garver | Customer Bus | DEOK |  | I | 1 | 1.2 | OH | AC | 121-150 | 138 | 1 | 1 | 400 | 2020-06-01 | 2019-12-17 | Build 1.2 mile, 138 kV, 301MVA feeder on an existing Duke right of way to the customer’s property. Install two 138 kV breakers and associated equipment at Garver substation.
PJM |  |  | Completed | RF | s1994.1 | N | Reliability | Economics / Congestion | Bradley | Mabscott | AEP |  | I | 1 | 1.5 | OH | AC | 121-150 | 138 | 1 | 1 | 435 | 2020-11-01 | 2020-11-08 | Construct a new 138 kV double circuit in/out feed (~1.5 miles) from the Bradley – Tams Mtn. 138 kV Tap, to the new Mabscott Station. Tap the existing Bradley – Tams Mtn. 138 kV line.
PJM |  |  | Completed | RF | s1994.1 | N | Reliability | Economics / Congestion | Tams Mtn. | Mabscott | AEP |  | I | 1 | 1.5 | OH | AC | 121-150 | 138 | 1 | 1 | 435 | 2020-11-01 | 2020-11-08 | Construct a new 138 kV double circuit in/out feed (~1.5 miles) from the Bradley – Tams Mtn. 138 kV Tap, to the new Mabscott Station. Tap the existing Bradley – Tams Mtn. 138 kV line.
PJM |  |  | Completed | RF | s2139.1 | N | Reliability | Economics / Congestion | Babbitt | Anguin | AEP |  | I | 1 | 1.5 | OH | AC | 121-150 | 138 | 2 | 2 | 870 | 2021-06-01 | 2020-02-21 | Construct 2-138 kV circuits (~1.5 miles) from Babbitt Station to a new Anguin Station using 2 bundled 1033 ACSS conductor per circuit.
PJM |  |  | Completed | RF | s2270.2 | N | Reliability | Economics / Congestion | Nauvoo Ridge | Gosney Hill | AEP |  | I | 1 | 10 | OH | AC | 121-150 | 138 | 1 | 1 | 200 | 2023-03-01 | 2020-07-22
PJM |  |  | Completed | RF | s2270.2 | N | Reliability | Economics / Congestion | Nauvoo Ridge | Panhandle | AEP |  | I | 1 | 10 | OH | AC | 121-150 | 138 | 1 | 1 | 200 | 2023-03-01 | 2023-03-01
PJM |  |  | Completed | RF | s2270.2 | N | Reliability | Economics / Congestion | Nauvoo Ridge | Panhandle | AEP |  | I | 1 | 10 | OH | AC | 121-150 | 138 | 1 | 1 | 200 | 2023-03-01 | 2023-03-01
PJM |  |  | Completed | RF | s2270.2 | N | Reliability | Economics / Congestion | Nauvoo Ridge | Customer Bus | AEP |  | I | 1 | 10 | OH | AC | 121-150 | 138 | 1 | 1 | 200 | 2023-03-01 | 2023-03-01
PJM |  |  | Completed | RF | s2270.2 | N | Reliability | Economics / Congestion | Nauvoo Ridge | Customer Bus | AEP |  | I | 1 | 10 | OH | AC | 121-150 | 138 | 1 | 1 | 200 | 2023-03-01 | 2023-03-01
PJM |  |  | Completed | RF | TOI152 | N | Reliability | Economics / Congestion | Westport | Wilkens Ave | BGE | 4172 | I | 1 | 3 | UG | AC | 100-120 | 115 | 1 | 1 | 262 | 2014-06-01 | 2019-11-26 | Extend 115kV cables from Westport to the Wilkens Avenue Substation
PJM |  |  | Completed | RF | toi340.2 | N | Reliability | Economics / Congestion | Plum | Universal | DLCO | 5487 | I | 1 | 7.3 | OH | AC | 121-150 | 121-150 | 1 | 2 | 223 | 2013-06-01 | 2022-02-16 | Siting-Permitting/New 138kV line from Plum to Universal
PJM |  |  | Completed | RF | TOI340.2 | N | Economics / Congestion | Reliability | Plum | Universal | Exelon(Delmarva) |  | I | 10 | 10 | OH | AC | 121-150 | 138 |  |  |  | 2022-06-01 | 2022-02-16 | New 138kV line from Plum to Universal
PJM |  |  | Delayed - Economics | RF | b2003 | N | Reliability | Economics / Congestion | Whippany | Montville | FE(JC) |  | I | 1 | 6.4 | OH | AC | 200-299 | 230 | 1 | 1 | 650 | 2017-06-01 | 2025-05-10 | Construct a Whippany to Montville 230 kV line (6.4 miles)
PJM |  |  | Delayed - Economics | RF | b2743.5 | N | Reliability | Economics / Congestion | Rice | Ringgold | Transsource |  | I | 1 | 45 | OH | AC | 200-299 | 230 | 2 | 2 | 1000 | 2020-06-01 | 2025-06-30 | Build new 230 kV double circuit line between Rice and Ringgold 230 kV, operated as a single circuit.
PJM |  |  | Delayed - Economics | RF | b2752.5 | N | Reliability | Economics / Congestion | Furnace Run | Coneastone | Transsource |  | I | 1 | 28 | OH | AC | 200-299 | 230 | 2 | 2 | 1000 | 2020-06-01 | 2025-06-01 | Build new 230 kV double circuit line between Furnace Run and Conastone 230 kV, operated as a single circuit.
PJM |  |  | Delayed - Economics | RF | b3087.2 | N | Reliability | Economics / Congestion | Kewanee | Cedar Creek | AEP |  | I | 1 | 5 | OH | AC | 121-150 | 138 | 2 | 2 | 400 | 2020-06-01 | 2024-11-10 | Construct approximately 5 miles of new double circuit 138 kV line in order to loop the new Kewanee station into the existing Beaver Creek – Cedar Creek 138 kV circuit.
PJM |  |  | Delayed - Economics | RF | n3460 | N | Reliability | Economics / Congestion | Sorenson | East Lima | AEP |  | I | 1 | 32 | OH | AC | 300-399 | 345 | 1 | 1 | 900 | 2018-06-01 | 2026-06-01 | Construct new Sorenson - East Lima 345kV line
PJM |  |  | Delayed - Economics | RF | s0980.2 | N | Reliability | Economics / Congestion | BL England | Ocean City | AEC |  | I | 1 | 13 | OH | AC | 121-150 | 138 | 1 | 1 | 450 | 2019-09-28 | 2026-06-01 | Build two new 138 kV feeders from BL England and Merion to the Ocean City substation
PJM |  |  | Delayed - Economics | RF | s0980.2 | N | Reliability | Economics / Congestion | Merion | Ocean City | AEC |  | I | 1 | 22 | OH | AC | 121-150 | 138 | 1 | 1 | 450 | 2019-09-28 | 2026-06-01 | Build two new 138 kV feeders from BL England and Merion to the Ocean City substation
PJM |  |  | Delayed - Economics | RF | s1083 | N | Reliability | Economics / Congestion | West Deer | Pine Creek | DUQ |  | I | 1 | 17 | OH | AC | 121-150 | 138 | 1 | 2 | 450 | 2019-06-01 | 2028-12-31 | Construct a new West Deer 138/23 kV substation, which is radially fed from the Pine Creek substation and the newly constructed 138kV feed will be designated as Z-105
PJM |  |  | Delayed - Economics | SERC | s2111 | N | Reliability | Economics / Congestion | Global Plaza | Pacific | Dominion |  | I | 1 | 1 | OH | AC | 200-299 | 230 | 2 | 2 | 1000 | 2021-12-15 | 2024-06-15 | Interconnect the new Global Plaza substation by constructing two 230kV lines approximately 1.0 mile from Pacific Substation.
PJM |  |  | Delayed - Economics | RF | s2144.1 | N | Reliability | Economics / Congestion | Dameron | Trap Hill | AEP |  | I | 1 | 6 | OH | AC | 121-150 | 138 | 1 | 1 | 435 | 2022-11-01 | 2024-05-31 | Construct a new 138 kV line (~6 miles) from Dameron to Trap Hill.
PJM |  |  | Delayed - Economics | RF | s2144.5 | N | Reliability | Economics / Congestion | Baileysville | Bolt Tap | AEP |  | I | 1 | 2 | OH | AC | 121-150 | 138 | 1 | 1 | 435 | 2022-11-01 | 2024-05-31 | Construct an in/out line from the existing Baileysville – Sundial 138 kV #1 line to the new Bolt Tap Station (~2 miles).
PJM |  |  | Delayed - Economics | RF | s2144.5 | N | Reliability | Economics / Congestion | Sundial | Bolt Tap | AEP |  | I | 1 | 2 | OH | AC | 121-150 | 138 | 1 | 1 | 435 | 2022-11-01 | 2024-05-31 | Construct an in/out line from the existing Baileysville – Sundial 138 kV #1 line to the new Bolt Tap Station (~2 miles).
PJM |  |  | Delayed - Economics | RF | s2153.2 | N | Reliability | Economics / Congestion | Uniondale | Ossian | AEP |  | I | 1 | 4.5 | OH | AC | 121-150 | 138 | 1 | 1 | 435 | 2023-10-01 | 2027-11-19 | Build ~4.5 mile greenfield from Uniondale station to Ossian station.
PJM |  |  | Delayed - Economics | RF | s2153.3 | N | Reliability | Economics / Congestion | Bluffton | Pleasant | AEP |  | I | 1 | 26 | OH | AC | 121-150 | 138 | 1 | 1 | 435 | 2023-10-01 | 2027-11-19 | Rebuild the Bluffton – Hillcrest 69 kV line as the ~26 mile Bluffton to Pleasant circuit as 6-wired 138 kV design structures.
PJM |  |  | Delayed - Economics | RF | s2153.4 | N | Reliability | Economics / Congestion | Pleasant | Kinnerk | AEP |  | I | 1 | 3.3 | OH | AC | 121-150 | 138 | 1 | 1 | 435 | 2023-10-01 | 2027-11-19 | Build the ~3.3 mile Pleasant to Kinnerk circuit as 6-wired 138 kV design structures.
PJM |  |  | Delayed - Economics | RF | s2178.1 | N | Reliability | Economics / Congestion | Kenna | Ripley | AEP |  | I | 1 | 11.5 | OH | AC | 121-150 | 138 | 1 | 1 | 435 | 2022-11-01 | 2025-11-17 | Construct a new 138 kV line (~11.5 mi.) from Kenna to the existing Ripley 138 kV station.
PJM |  |  | Delayed - Economics | RF | s2178.2 | N | Reliability | Economics / Congestion | Kenna | Sisson | AEP |  | I | 1 | 10 | OH | AC | 121-150 | 138 | 1 | 1 | 435 | 2022-11-01 | 2025-11-17 | Construct a new 138 kV line (~10 mi.) from Kenna to the existing Sisson 138 kV station.
PJM |  |  | Delayed - Economics | RF | s2179.1 | N | Reliability | Economics / Congestion | Alum Ridge | Claytor | AEP |  | I | 1 | 12.5 | OH | AC | 121-150 | 138 | 1 | 1 | 435 | 2022-11-01 | 2027-11-01 | Construct ~12.5 miles 138 kV line from Alum Ridge - Claytor.
PJM |  |  | Delayed - Economics | RF | s2179.10 | N | Reliability | Economics / Congestion | Salem Highway | Woolwine | AEP |  | I | 1 | 10 | OH | AC | 121-150 | 138 | 1 | 1 | 435 | 2022-11-01 | 2024-11-01 | Construct ~10 miles of 138 kV line from Salem Highway - Woolwine.
PJM |  |  | Delayed - Economics | RF | s2179.2 | N | Reliability | Economics / Congestion | Alum Ridge | Floyd | AEP |  | I | 1 | 6.5 | OH | AC | 121-150 | 138 | 1 | 1 | 435 | 2022-11-01 | 2026-11-02 | Construct ~6.5 miles 138 kV line from Alum Ridge - Floyd.
PJM |  |  | Delayed - Economics | RF | s2179.6 | N | Reliability | Economics / Congestion | Philpott Dam | Fairystone | AEP |  | I | 1 | 1.2 | OH | AC | 121-150 | 138 | 1 | 1 | 435 | 2022-11-01 | 2027-10-31 | Construct ~1.2 miles of 138 kV line from Philpott Dam - Fairystone.
PJM |  |  | Delayed - Economics | RF | s2179.7 | N | Reliability | Economics / Congestion | Salem Highway | Willis Gap | AEP |  | I | 1 | 22 | OH | AC | 121-150 | 138 | 1 | 1 | 435 | 2022-11-01 | 2024-07-01 | Construct ~22 miles of 138 kV line from Salem Highway - Willis Gap.
PJM |  |  | Delayed - Economics | RF | s2179.9 | N | Reliability | Economics / Congestion | Floyd | Woolwine | AEP |  | I | 1 | 11 | OH | AC | 121-150 | 138 | 1 | 1 | 435 | 2022-11-01 | 2027-10-31 | Construct ~11 miles of 138 kV line from Floyd - Woolwine.
PJM |  |  | Delayed - Load Growth | RF | b1572 | N | Reliability | Economics / Congestion | West Milton | Eldean | Dayton | 4922 | I | 1 | 18 | OH | AC | 121-150 | 121-150 | 1 | 1 | 220 | 2014-06-01 | 2024-06-01 | Construct a new 138 kV line from West Milton to Eldean
PJM |  |  | Delayed - Load Growth | SERC | b3246 | N | Reliability | Economics / Congestion | Liberty | Lomar DP | Dominion |  | I | 1 | 10 | OH | AC | 200-299 | 230 | 1 | 1 | 500 | 2023-12-01 | 2025-12-01 | Convert the existing 115kV Line #172 (Liberty to Lomar DP) and Line #197 (Cannon Branch to Lomar DP) to 230kV. Extend a new 230kV Line between Cannon Branch and Winters Branch.
PJM |  |  | Delayed - Load Growth | SERC | b3246 | N | Reliability | Economics / Congestion | Cannon Branch | Lomar DP | Dominion |  | I | 1 | 10 | OH | AC | 200-299 | 230 | 1 | 1 | 500 | 2023-12-01 | 2025-12-01 | Convert the existing 115kV Line #172 (Liberty to Lomar DP) and Line #197 (Cannon Branch to Lomar DP) to 230kV. Extend a new 230kV Line between Cannon Branch and Winters Branch.
PJM |  |  | Delayed - Load Growth | SERC | b3246 | N | Reliability | Economics / Congestion | Cannon Branch | Winters Branch | Dominion |  | I | 1 | 10 | OH | AC | 200-299 | 230 | 1 | 1 | 500 | 2023-12-01 | 2025-12-01 | Convert the existing 115kV Line #172 (Liberty to Lomar DP) and Line #197 (Cannon Branch to Lomar DP) to 230kV. Extend a new 230kV Line between Cannon Branch and Winters Branch.
PJM |  |  | Delayed - Load Growth | RF | n5034 | N | Fossil-Fired Integration | Reliability | Sullivan | Reynolds | AEP |  | I | 1 | 120 | OH | AC | 600+ | 765 | 1 | 1 | 3200 | 2019-12-01 | 2025-06-01 | Build a new Sullivan - Reynolds 765 kV line.
PJM |  |  | Delayed - Load Growth | RF | s0326 | Y | Reliability | Economics / Congestion | Jay | Fort Recovery | Dayton | 4922 | I | 1 | 11 | OH | AC | 121-150 | 121-150 | 1 | 1 | 220 | 2016-06-01 | 2024-06-01 | Build Jay (AEP) - Fort Recovery 138 kV circuit
PJM |  |  | Delayed - Load Growth | RF | S1632.1 | N | Reliability | Economics / Congestion | East Towson | Loch Raven | BGE |  | I | 1 | 3 | UG | AC | 100-120 | 115 | 1 | 1 | 250 | 2024-06-01 | 2029-12-31 | Build a new 115 kV circuit between East Towson substation and Loch Raven Distribution Substation with UG 115kV XLPE cables
PJM |  |  | Delayed - Load Growth | RF | s1687.10 | N | Reliability | Economics / Congestion | Princess | Moore Hollow | AEP |  | I | 1 | 3.4 | OH | AC | 121-150 | 138 | 1 | 1 | 400 | 2021-12-31 | 2025-06-30 | Construct 3.4 mile 138 kV line between Princess and Moore Hollow stations.
PJM |  |  | Delayed - Load Growth | RF | s1687.2 | N | Reliability | Economics / Congestion | Moore Hollow | Kentucky Electric Steel | AEP |  | I | 1 | 2.7 | OH | AC | 121-150 | 138 | 1 | 1 | 400 | 2021-02-01 | 2025-06-30 | Construct a 2.7 mile 138 kV line extension between Moore Hollow and Kentucky Electric Steel.
PJM |  |  | Delayed - Load Growth | RF | s1687.5 | N | Reliability | Economics / Congestion | Ramey | Bellefonte | AEP |  | I | 1 | 2.8 | OH | AC | 121-150 | 138 | 1 | 1 | 400 | 2021-06-30 | 2025-06-30 | Construct a new 2.8 mile 138 kV extension from Ramey to the existing Bellefonte - Coalton line.
PJM |  |  | Delayed - Load Growth | RF | s1947 | N | Reliability | Economics / Congestion | Lincoln Park | Riverbend | FE(ATSI) |  | I | 1 | 5.7 | OH | AC | 121-150 | 138 | 1 | 1 | 435 | 2022-12-31 | 2025-06-01 | Build a new 138 kV line from Riverbend to Lincoln Park substation (roughly 5.7 miles)
PJM |  |  | Delayed - Load Growth | RF | s1987 | N | Reliability | Economics / Congestion | Dawson | Clinton | FE(ATSI) |  | I | 1 | 12 | OH | AC | 121-150 | 138 | 2 | 2 | 870 | 2022-12-31 | 2031-06-01 | onstruct double circuit 138 kV lines (~ 12 miles) from Dawson to Clinton with 795 ACSR conductor; utilize existing lines that are built for future 138 kV expansion for part of the new double circuit. New conductor rating is 278 MVA SN / 339 MVA SE. Expand Dawson substation to a 6-breaker ring bus.
PJM |  |  | Planned | RF | b3208 | N | Reliability | Economics / Congestion | Riverville | Joshua Falls | AEP |  | I | 1 | 10 | OH | AC | 121-150 | 138 | 1 | 1 | 400 | 2023-11-30 | 2025-11-30 | Construct new 138 kV lines from Joshua Falls-Riverville (~10 mi.) and Riverville-Gladstone (~5 mi.).
PJM |  |  | Planned | SERC | b3223.1 | N | Reliability | Economics / Congestion | Lanexa | Northern Neck | Dominion |  | I | 1 | 10 | OH | AC | 200-299 | 230 | 2 | 2 | 500 | 2023-06-01 | 2024-12-31 | Install a 2nd 230kV circuit with a minimum summer emergency rating of 1047 MVA between Lanexa and Northern Neck Substations. The 2nd circuit will utilize the vacant arms on the double-circuit structures that are being installed on the Line #224 (Lanexa-Northern Neck) End-of-Life rebuild project (b3089).
PJM |  |  | Planned | RF | b3273.1 | N | Reliability | Economics / Congestion | East Leipsic | New Liberty | AEP |  | I | 1 | 17.6 | OH | AC | 200-299 | 230 | 1 | 1 | 500 | 2025-06-01 | 2025-06-01
PJM |  |  | Planned | RF | b3282.4 | N | Reliability | Economics / Congestion | East Huntington | North Chesapeake | AEP |  | I | 1 | 10 | OH | AC | 121-150 | 138 | 1 | 1 | 200 | 2025-06-01 | 2025-06-01
PJM |  |  | Planned | SERC | b3494.1 | N | Reliability | Economics / Congestion | Aquia Harbor | Possum Point | Dominion |  | I | 1 | 10 | OH | AC | 200-299 | 230 |  |  |  | 2026-06-01 | 2026-06-01 | Convert line #29 Aquia Harbor to Possum Point to 230 kV (Extended line #2104) and swap line #2104 and converted line #29 at Aquia Harbor backbone termination
PJM |  |  | Planned | RF | b3737.22a | N | Variable/Renewable Integration | Economics / Congestion | Larabee Collector | Smithburg | MAOD |  | I | 1 | 10 | OH | AC | 200-299 | 230 | 1 | 1 | 500 | 2027-12-31 | 2027-12-31
PJM |  |  | Planned | RF | b3737.22b | N | Variable/Renewable Integration | Economics / Congestion | Larabee Collector | Off-shore wind | MAOD |  | I | 1 | 25 | SM | DC | 400-599 | 400 | 3 | 3 | 500 | 2027-12-31 | 2027-12-31
PJM |  |  | Planned | RF | b3737.37 | Y | Reliability | Economics / Congestion | Silver Run | Hope Creek | LS Power |  | I | 1 | 12 | SM | AC | 200-299 | 230 | 1 | 1 | 300 | 2029-06-01 | 2029-06-01
PJM |  |  | Planned | RF | b3737.40 | N | Reliability | Economics / Congestion | Clarksville | Windsor | FE(JC) |  | I | 1 | 10 | OH | AC | 200-299 | 230 | 1 | 1 | 500 | 2029-06-01 | 2029-06-01
PJM |  |  | Planned | RF | b3737.6 | N | Variable/Renewable Integration | Economics / Congestion | Larabee Collector | Smithburg | MAOD |  | I | 1 | 10 | OH | AC | 400-599 | 500 | 1 | 2 | 1200 | 2027-12-31 | 2027-12-31
PJM |  |  | Planned | RF | b3766.5 | N | Reliability | Economics / Congestion | New Westville | West Manchester | Dayton |  | I | 1 | 11 | OH | AC | 121-150 | 138 | 1 | 1 | 330 | 2025-12-31 | 2025-12-31
PJM |  |  | Planned | RF | n6559 | Y | Reliability | Economics / Congestion | Peach Bottom | Conastone | PECO |  | I | 0.3 | 30 | OH | AC | 400-599 | 500 | 1 | 1 | 1100 | 2024-06-01 | 2025-06-01
PJM |  |  | Planned | RF | n6559 | Y | Reliability | Economics / Congestion | Peach Bottom | Conastone | BGE |  | I | 0.7 | 70 | OH | AC | 400-599 | 500 | 1 | 1 | 1100 | 2024-06-01 | 2025-06-01
PJM |  |  | Planned | SERC | n6612 | N | Variable/Renewable Integration | Reliability | Landstown | Virginia Beach | Dominion |  | I | 1 | 10 | OH | AC | 200-299 | 230 | 1 | 1 | 500 | 2027-12-31 | 2027-12-31
PJM |  |  | Planned | SERC | n6612 | N | Variable/Renewable Integration | Reliability | Landstown | Birdneck | Dominion |  | I | 1 | 10 | OH | AC | 200-299 | 230 | 1 | 1 | 500 | 2027-12-31 | 2027-12-31
PJM |  |  | Planned | RF | n7113 | N | Variable/Renewable Integration | Reliability | Beaver Brook | Camden | PSEG |  | I | 1 | 10 | UG | AC | 200-299 | 230 | 1 | 1 | 500 | 2023-05-31 | 2025-05-31
PJM |  |  | Planned | RF | n7121 | N | Variable/Renewable Integration | Reliability | Aldene | McCarter | PSEG |  | I | 1 | 10 | UG | AC | 200-299 | 230 | 1 | 1 | 500 | 2023-06-01 | 2025-06-01 | r_PS_I007a_AldMc: Construct new U/G Cable from Aldene 230kV to McCarter 230kV
PJM |  |  | Planned | SERC | n7125 | N | Reliability | Economics / Congestion | Rawlings | Morrisville | Dominion |  | I | 1 | 110 | OH | AC | 400-599 | 500 | 1 | 1 | 1100 | 2022-12-31 | 2025-12-31 | Build new 500 kV Line from Rawlings to Morrisville Substation 110 miles
PJM |  |  | Planned | RF | n7132.1 | N | Variable/Renewable Integration | Reliability | North Meshoppen | Lackawanna | First Energy |  | I | 1 | 27 | OH | AC | 200-299 | 230 | 1 | 1 | 500 | 2022-06-01 | 2024-06-01 | Construct a new 230 kV circuit (approximately 27 miles) between North Meshoppen and Lackawanna 230 kV. Connect the new circuit between the Canyon & North Meshoppen #3 230/115 kV lines in the ring bus position created by b2952
PJM |  |  | Planned | SERC | n7147 | N | Reliability | Economics / Congestion | Everetts | Suffolk | Dominion |  | I | 1 | 45 | OH | AC | 400-599 | 500 | 1 | 1 | 1100 | 2023-06-01 | 2026-06-01 | Build new 500 kV line between Everetts and Suffolk.
PJM |  |  | Planned | RF | n7204 | Y | Economics / Congestion | Reliability | Sullivan | Casey | AEP |  | I | 1 | 100 | OH | AC | 400-599 | 500 | 1 | 1 | 1000 | 2025-12-31 | 2025-12-31 | Construct a 2nd parallel Sullivan - Casey 345 kV line (AEP portion).
PJM |  |  | Planned | RF | n7507a | N | Variable/Renewable Integration | Economics / Congestion | Beaver Brook | Camden | PSEG |  | I | 1 | 10 | UG | AC | 200-299 | 230 |  |  |  | 2024-06-01 | 2024-06-01
PJM |  |  | Planned | RF | n7507b | N | Variable/Renewable Integration | Economics / Congestion | Gloucester | Camden | PSEG |  | I | 1 | 10 | UG | AC | 200-299 | 230 |  |  |  | 2024-06-01 | 2024-06-01
PJM |  |  | Planned | RF | n7759 | Y | Reliability | Economics / Congestion | Silver Run | Hope Creek | LS Power |  | I | 1 | 12 | SM | AC | 200-299 | 230 |  |  |  | 2024-12-31 | 2024-12-31
PJM |  |  | Planned | RF | n7938 | N | Variable/Renewable Integration | Economics / Congestion | Pontiac | Katydid | ComEd |  | I | 1 | 25 | OH | AC | 300-399 | 345 |  |  |  | 2023-12-31 | 2025-12-31
PJM |  |  | Planned | RF | n7939 | N | Fossil-Fired Integration | Economics / Congestion | Wayne | AB1-089 | ComEd |  | I | 1 | 11 | OH | AC | 300-399 | 345 |  |  |  | 2023-12-31 | 2025-12-31
PJM |  |  | Planned | SERC | n7954 | N | Other | Economics / Congestion | Endless Coverns | AF1-028 | Dominion |  | I | 1 | 11 | OH | AC | 100-120 | 115 |  |  |  | 2023-10-31 | 2025-10-31
PJM |  |  | Planned | RF | n8187.1 | N | Variable/Renewable Integration | Economics / Congestion | Farmers Valley | AE2-113 | FE (Pennelec) |  | I | 1 | 14 | OH | AC | 100-120 | 115 | 1 | 1 | 230 | 2024-11-01 | 2024-11-01
PJM |  |  | Planned | SERC | n8317.2a | N | Variable/Renewable Integration | Economics / Congestion | Fenress | Harpers Road | Dominion |  | I | 1 | 14.3 | OH | AC | 200-299 | 230 | 3 | 3 | 500 | 2025-12-31 | 2025-12-31
PJM |  |  | Planned | SERC | n8317.2b | N | Variable/Renewable Integration | Economics / Congestion | Fenress | Harpers Road | Dominion |  | I | 1 | 14.3 | OH | AC | 200-299 | 230 | 3 | 3 | 500 | 2025-12-31 | 2025-12-31
PJM |  |  | Planned | SERC | n8317.2c | N | Variable/Renewable Integration | Economics / Congestion | Fenress | Harpers Road | Dominion |  | I | 1 | 14.3 | OH | AC | 200-299 | 230 | 3 | 3 | 500 | 2025-12-31 | 2025-12-31
PJM |  |  | Planned | RF | n8376 | Y | Variable/Renewable Integration | Economics / Congestion | Tazewell | AB1-122 | ComEd |  | I | 1 | 10 | OH | AC | 300-399 | 345 | 1 | 1 | 750 | 2026-12-31 | 2026-12-31
PJM |  |  | Planned | RF | s1873 | N | Reliability | Economics / Congestion | Black River | Astor | FE(ATSI) |  | I | 1 | 8 | OH | AC | 121-150 | 138 | 1 | 1 | 435 | 2023-12-31 | 2025-12-31 | Build approximately 8 miles of new 138 kV line from Black River to Astor substation with a rating of 435 MVA SN / 500 MVA SE
PJM |  |  | Planned | RF | s2025.3 | N | Reliability | Economics / Congestion | Westport | Port Covington | BGE |  | I | 1 | 1 | UG | AC | 100-120 | 115 | 1 | 1 | 150 | 2026-12-01 | 2026-12-01 | Build two 115 kV UG transmission lines from Westport to Port Covington
PJM |  |  | Planned | RF | s2025.3 | N | Reliability | Economics / Congestion | Westport | Port Covington | BGE |  | I | 1 | 1 | UG | AC | 100-120 | 115 | 1 | 1 | 150 | 2026-12-01 | 2026-12-01 | Build two 115 kV UG transmission lines from Westport to Port Covington
PJM |  |  | Planned | RF | s2025.4 | N | Reliability | Economics / Congestion | Greene Street | Port Covington | BGE |  | I | 1 | 1 | UG | AC | 100-120 | 115 | 1 | 1 | 150 | 2026-12-01 | 2027-12-01 | Build two 115 kV UG transmission lines from Greene St to Port Covington
PJM |  |  | Planned | RF | s2025.4 | N | Reliability | Economics / Congestion | Greene Street | Port Covington | BGE |  | I | 1 | 1 | UG | AC | 100-120 | 115 | 1 | 1 | 150 | 2026-12-01 | 2027-12-01 | Build two 115 kV UG transmission lines from Greene St to Port Covington
PJM |  |  | Planned | RF | s2178.1 | N | Reliability | Economics / Congestion | Kenna | Ripley | AEP |  | I | 1 | 11.5 | OH | AC | 121-150 | 138 | 1 | 1 | 435 | 2023-11-17 | 2025-11-17
PJM |  |  | Planned | RF | s2178.2 | N | Reliability | Economics / Congestion | Kenna | Sisson | AEP |  | I | 1 | 10 | OH | AC | 121-150 | 138 | 1 | 1 | 435 | 2023-11-17 | 2025-11-17
PJM |  |  | Planned | RF | s2179.10 | N | Reliability | Economics / Congestion | Salem Highway | Woolwine | AEP |  | I | 1 | 10 | OH | AC | 121-150 | 138 | 1 | 1 | 435 | 2024-11-01 | 2024-11-01
PJM |  |  | Planned | RF | s2179.15 | N | Reliability | Economics / Congestion | Floyd | West Bassett | AEP |  | I | 1 | -19 | OH | AC | 121-150 | 138 | 1 | 1 | 200 | 2026-08-14 | 2026-08-14
PJM |  |  | Planned | RF | s2179.7 | N | Reliability | Economics / Congestion | Salem Highway | Willis Gap | AEP |  | I | 1 | 22 | OH | AC | 121-150 | 138 | 1 | 1 | 435 | 2024-07-01 | 2024-07-01
PJM |  |  | Planned | RF | s2179.9 | N | Reliability | Economics / Congestion | Floyd | Woolwine | AEP |  | I | 1 | 11 | OH | AC | 121-150 | 138 | 1 | 1 | 435 | 2027-10-31 | 2027-10-31
PJM |  |  | Planned | RF | s2213.1 | N | Reliability | Economics / Congestion | Arboles | Don Marquis | AEP |  | I | 1 | 10 | OH | AC | 121-150 | 138 | 1 | 1 | 200 | 2023-05-26 | 2025-05-26
PJM |  |  | Planned | RF | s2213.1 | N | Reliability | Economics / Congestion | Arboles | Waverly | AEP |  | I | 1 | 10 | OH | AC | 121-150 | 138 | 1 | 1 | 200 | 2023-05-26 | 2025-05-26
PJM |  |  | Planned | RF | s2213.1 | N | Reliability | Economics / Congestion | Arboles | Wakefield | AEP |  | I | 1 | 10 | OH | AC | 121-150 | 138 | 1 | 1 | 200 | 2023-05-26 | 2025-05-26
PJM |  |  | Planned | RF | s2213.10 | N | Reliability | Economics / Congestion | Kyger Creek | Don Marquis | OVEC |  | I | 1 | 50.4 | OH | AC | 300-399 | 345 | 1 | 1 | 780 | 2022-11-01 | 2024-11-01
PJM |  |  | Planned | RF | s2226.1 | N | Reliability | Economics / Congestion | Glen Lyn | Speedway | AEP |  | I | 1 | 10 | OH | AC | 121-150 | 138 | 1 | 1 | 200 | 2023-05-01 | 2025-05-01
PJM |  |  | Planned | SERC | s2326 | N | Reliability | Economics / Congestion | Tysons | Springhill | Dominion |  | I | 1 | 23 | UG | AC | 200-299 | 230 | 1 | 1 | 500 | 2025-12-31 | 2025-12-31
PJM |  |  | Planned | RF | s2584.2 | N | Hydro Integration | Economics / Congestion | Mottville Hydro | Corey | AEP |  | I | 1 | -9 | OH | AC | 121-150 | 138 |  |  |  | 2025-03-25 | 2025-03-25 | Mottville Hydro – Corey 138kV: Retire the ~9 mile 138kV line
PJM |  |  | Planned | RF | s2584.9 | N | Hydro Integration | Economics / Congestion | Mottville Hydro | Pigeon River | AEP |  | I | 1 | 10 | OH | AC | 121-150 | 138 |  |  |  | 2025-03-25 | 2025-03-25
PJM |  |  | Planned | RF | s2584.9 | N | Hydro Integration | Economics / Congestion | Stubey Road | Pigeon River | AEP |  | I | 1 | 9 | OH | AC | 121-150 | 138 |  |  |  | 2025-03-25 | 2025-03-25
PJM |  |  | Planned | SERC | s2598 | N | Economics / Congestion | Reliability | Altair | Belmont | Dominion |  | I | 1 | 5 | OH | AC | 200-299 | 230 |  |  |  | 2024-09-01 | 2024-09-01
PJM |  |  | Planned | SERC | s2598 | N | Economics / Congestion | Reliability | Altair | Brambleton | Dominion |  | I | 1 | 5 | OH | AC | 200-299 | 230 |  |  |  | 2024-09-01 | 2024-09-01
PJM |  |  | Planned | SERC | s2601 | N | Economics / Congestion | Reliability | Cloud | Clover | Dominion |  | I | 1 | 15 | OH | AC | 200-299 | 230 |  |  |  | 2024-06-01 | 2024-06-01
PJM |  |  | Planned | SERC | s2601 | N | Economics / Congestion | Reliability | Cloud | Farmville | Dominion |  | I | 1 | 15 | OH | AC | 200-299 | 230 |  |  |  | 2024-06-01 | 2024-06-01
PJM |  |  | Planned | SERC | s2609.1 | N | Economics / Congestion | Reliability | Buttermilk | Interconnection | Dominion |  | I | 1 | 10 | OH | AC | 200-299 | 230 |  |  |  | 2024-12-15 | 2025-12-15
PJM |  |  | Planned | SERC | s2609.1 | N | Economics / Congestion | Reliability | Beaumeade | Interconnection | Dominion |  | I | 1 | 10 | OH | AC | 200-299 | 230 |  |  |  | 2024-12-15 | 2025-12-15
PJM |  |  | Planned | SERC | s2622.1 | N | Economics / Congestion | Reliability | Park Center | Reston | Dominion |  | I | 1 | 10 | OH | AC | 200-299 | 230 |  |  |  | 2024-08-01 | 2024-08-01
PJM |  |  | Planned | SERC | s2622.1 | N | Economics / Congestion | Reliability | Park Center | Lincoln Park | Dominion |  | I | 1 | 10 | OH | AC | 200-299 | 230 |  |  |  | 2024-08-01 | 2024-08-01
PJM |  |  | Planned | SERC | s2628 | N | Economics / Congestion | Reliability | Racefield | Brambleton | Dominion |  | I | 1 | 10 | OH | AC | 200-299 | 230 |  |  |  | 2023-07-24 | 2025-07-24
PJM |  |  | Planned | SERC | s2628 | N | Economics / Congestion | Reliability | Racefield | Loudoun | Dominion |  | I | 1 | 10 | OH | AC | 200-299 | 230 |  |  |  | 2023-07-24 | 2025-07-24
PJM |  |  | Planned | SERC | s2738a | N | Reliability | Economics / Congestion | Clover | Butler Farm | Dominion |  | I | 1 | 20 | OH | AC | 200-299 | 230 | 1 | 1 | 500 | 2025-07-01 | 2025-07-01
PJM |  |  | Planned | SERC | s2738b | N | Reliability | Economics / Congestion | Finneywood | Butler Farm | Dominion |  | I | 1 | 10 | OH | AC | 200-299 | 230 | 1 | 1 | 500 | 2025-07-01 | 2025-07-01
PJM |  |  | Planned | RF | s2764 | N | Reliability | Economics / Congestion | Piney | Erie South | FE (Pennelec) |  | I | 1 | 82 | OH | AC | 100-120 | 115 | 1 | 2 | 230 | 2034-06-01 | 2034-06-01
PJM |  |  | Planned | RF | s2830.12 | N | Reliability | Economics / Congestion | Tri Lakes | Onion Bottom Bog | AEP |  | I | 1 | 11.7 | OH | AC | 121-150 | 138 | 1 | 2 | 330 | 2032-12-31 | 2032-12-31
PJM |  |  | Under Construction | SERC | b2361 | N | Reliability | Economics / Congestion | DTR | Scott's Run | Dominion |  | I | 1 | 4.5 | OH | AC | 200-299 | 230 | 1 | 1 | 1047 | 2017-06-01 | 2023-12-31 | Construct 230 kV OH line along existing Line #2035 corridor, approx. 2.4 miles from Idylwood - Dulles Toll Road (DTR) and 2.1 miles on new right-of-way along DTR to new Scott's Run Substation
PJM |  |  | Under Construction | RF | b3209 | N | Reliability | Economics / Congestion | Riverville | Gladstone | AEP |  | I | 1 | 5 | OH | AC | 121-150 | 138 | 1 | 1 | 400 | 2023-11-30 | 2023-05-22 | Construct new 138 kV lines from Joshua Falls-Riverville (~10 mi.) and Riverville-Gladstone (~5 mi.).
PJM |  |  | Under Construction | SERC | s0623 | N | Reliability | Economics / Congestion | Columbia | Cartersville | Dominion |  | I | 1 | 1.5 | OH | AC | 100-120 | 115 | 1 | 1 | 231 | 2014-12-01 | 2025-12-31 | Columbia Tap (CVEC), 115 kV line 4, 3 miles
PJM |  |  | Under Construction | SERC | s0623 | N | Reliability | Economics / Congestion | Columbia | Bremo | Dominion |  | I | 1 | 1.5 | OH | AC | 100-120 | 115 | 1 | 1 | 231 | 2014-12-01 | 2025-12-31 | Columbia Tap (CVEC), 115 kV line 4, 3 miles
PJM |  |  | Under Construction | RF | s0839 | N | Reliability | Economics / Congestion | Mt. Vernon | Takoma | PEPCO |  | I | 1 | 6 | UG | AC | 200-299 | 230 | 2 | 2 | 500 | 2021-12-01 | 2024-06-01 | Install Mt. Vernon 230/13kV Sub and 230kV High-Side-Bus at Takoma Sub. 27. Extend four new 230kV U.G. circuits from the new Takoma HSB to the Mt. Vernon substation on two separate rights-of-way.
PJM |  |  | Under Construction | RF | s0839 | N | Reliability | Economics / Congestion | Mt. Vernon | Takoma | PEPCO |  | I | 1 | 6 | UG | AC | 200-299 | 230 | 2 | 2 | 500 | 2021-12-01 | 2024-06-01 | Install Mt. Vernon 230/13kV Sub and 230kV High-Side-Bus at Takoma Sub. 27. Extend four new 230kV U.G. circuits from the new Takoma HSB to the Mt. Vernon substation on two separate rights-of-way.
PJM |  |  | Under Construction | RF | s0839 | N | Reliability | Economics / Congestion | Mt. Vernon | Takoma | PEPCO |  | I | 1 | 6 | UG | AC | 200-299 | 230 | 2 | 2 | 500 | 2021-12-01 | 2024-06-01 | Install Mt. Vernon 230/13kV Sub and 230kV High-Side-Bus at Takoma Sub. 27. Extend four new 230kV U.G. circuits from the new Takoma HSB to the Mt. Vernon substation on two separate rights-of-way.
PJM |  |  | Under Construction | RF | s0839 | N | Reliability | Economics / Congestion | Mt. Vernon | Takoma | PEPCO |  | I | 1 | 6 | UG | AC | 200-299 | 230 | 2 | 2 | 500 | 2021-12-01 | 2024-06-01 | Install Mt. Vernon 230/13kV Sub and 230kV High-Side-Bus at Takoma Sub. 27. Extend four new 230kV U.G. circuits from the new Takoma HSB to the Mt. Vernon substation on two separate rights-of-way.
PJM |  |  | Under Construction | RF | s2064 | N | Reliability | Economics / Congestion | Ashtabula | Customer Bus | FE(ATSI) |  | I | 1 | 1.5 | OH | AC | 121-150 | 138 | 1 | 1 | 435 | 2020-12-01 | 2024-07-15 | Build a new 138 kV line (1.5 miles) from Ashtabula substation to the new customer substation with fiber communications for relay coordination.
PJM |  |  | Under Construction | RF | s2381 | N | Reliability | Economics / Congestion | Ortanna | Hunterstown | First Energy |  | I | 1 | 9 | OH | AC | 100-120 | 115 | 2 | 2 | 200 | 2022-12-31 | 2023-12-31
PJM |  |  | Under Construction | RF | s2381 | N | Reliability | Economics / Congestion | Ortanna | Lincoln | First Energy |  | I | 1 | 9 | OH | AC | 100-120 | 115 | 2 | 2 | 200 | 2022-12-31 | 2023-12-31
SERC-C |  | SERC-0977 | Planned | SERC | Zachary to Locust Creek | Y | Reliability |  | Zachary | Locust Creek | Associated Electric Cooperative, Inc. | 924 | C | 1 | 33 | OH | AC | 151-199 | 151-199 | 1 | 1 |  | 2025-12-31 | 2025-12-31
SERC-C |  | SERC-3159 | Under Construction | SERC | Alcoa-Nixon Road #1 161kV | N | Reliability |  | Alcoa SS | Nixon Road | Tennessee Valley Authority | 18642 | F | 1 | 15.9 | OH | AC | 151-199 | 151-199 | 1 | 2 | 472 | 2024-11-01 | 2024-11-01
SERC-C |  | SERC-3162 | Under Construction | SERC | North Dayton 161kV Loop | N | Reliability |  | North Dayton TL | North Dayton TL | Tennessee Valley Authority | 18642 | F | 1 | 13.5 | OH | AC | 151-199 | 151-199 | 2 | 2 | 371 | 2025-03-13 | 2025-03-13
SERC-C |  | SERC-3164 | Planned | SERC | North Oakland - Coffeeville 161kV | N | Reliability |  | North Oakland | Coffeeville | Tennessee Valley Authority | 18642 | F | 1 | 19 | OH | AC | 151-199 | 151-199 | 1 | 1 | 299 | 2026-08-21 | 2026-08-21
SERC-C |  | SERC-3165 | Planned | SERC | Dickson - Locust Creek 161kV | N | Reliability |  | Dickson | Locust Creek | Tennessee Valley Authority | 18642 | F | 1 | 24 | OH | AC | 151-199 | 151-199 | 1 | 1 | 299 | 2025-06-01 | 2025-06-01
SERC-C |  | SERC-3166 | Planned | SERC | Midway - South Macon 161kV | N | Reliability |  | Midway | South Macon | Tennessee Valley Authority | 18642 | F | 1 | 20 | OH | AC | 151-199 | 151-199 | 1 | 1 | 372 | 2028-05-04 | 2028-05-04
SERC-C |  | SERC-3167 | Planned | SERC | South Macon - Dekalb 161kV | N | Reliability |  | South Macon | Dekalb | Tennessee Valley Authority | 18642 | F | 1 | 33 | OH | AC | 151-199 | 151-199 | 1 | 1 | 372 | 2028-05-04 | 2028-05-04
SERC-C |  | SERC-3170 | Planned | SERC | Tiptonville - N Madrid 161kV #2 | N | Reliability |  | Tiptonville | New Madrid | Tennessee Valley Authority | 18642 | F | 0.48 | 11 | OH | AC | 151-199 | 151-199 | 1 | 1 | 730 | 2025-06-01 | 2025-06-01
SERC-E |  | SERC-0977 | Planned | SERC | Marion - Conway 230 kV | N | Reliability |  | Marion | Conway | South Carolina Public Service Authority | 17543 | F | 1 | 47 | OH | AC | 200-299 | 200-299 | 1 | 1 | 956 | 2018-12-31 | 2024-09-01
SERC-E |  | SERC-1983 | Under Construction | SERC | Johns Island (SC) - Queensboro (SG) 115 kV | Y | Reliability |  | Johns Island | Queensboro | South Carolina Public Service Authority | 17543 | F | 1 | 12 | OH | AC | 100-120 | 100-120 | 1 | 1 |  | 2018-06-01 | 2023-12-31
SERC-E |  | SERC-2098 | Planned | SERC | Canadys - Ritter 230kV | N | Reliability |  | Canadys | Ritter | Dominion Energy South Carolina, Inc. | 17539 | I | 1 | 17.8 | OH | AC | 200-299 | 200-299 | 2 | 2 | 948 | 2020-12-31 | 2027-05-01
SERC-E |  | SERC-2649 | Planned | SERC | Craggy-Enka 230 kV Line. Construct Line | N | Reliability |  | Craggy | Enka | Duke Energy Progress, LLC | 3046 | I | 1 | 10 | OH | AC | 200-299 | 200-299 | 2 | 2 | 644 | 2026-12-01 | 2024-12-01
SERC-E |  | SERC-2678 | Planned | SERC | Ritter - Yemassee 230kV #1 | N | Reliability |  | Ritter | Yemassee | Dominion Energy South Carolina, Inc. | 17539 | I | 1 | 17.19 | OH | AC | 200-299 | 200-299 | 1 | 1 | 948 | 2026-06-01 | 2026-12-01
SERC-E |  | SERC-2679 | Planned | SERC | Ritter - Yemassee 230kV #2 | N | Reliability |  | Ritter | Yemassee | Dominion Energy South Carolina, Inc. | 17539 | I | 1 | 17.19 | OH | AC | 200-299 | 200-299 | 1 | 1 | 948 | 2026-06-01 | 2026-12-01
SERC-E |  | SERC-2737 | Conceptual | SERC | Conway - Perry Road 230 kV Line | N | Reliability |  | Conway | Perry Road | South Carolina Public Service Authority | 17543 | F | 1 | 20 | OH | AC | 200-299 | 200-299 | 1 | 1 |  | 2025-12-01 | 2025-12-01
SERC-E |  | SERC-2814 | Conceptual | SERC | Sandy Ridge 230 kV Line | N | Reliability |  | Morning Star Tie | Newport Tie | Duke Energy Carolinas, LLC | 5416 | I | 1 | 33.6 | OH | AC | 200-299 | 200-299 | 2 | 2 | 421 | 2028-06-01 | 2028-06-01
SERC-E |  | SERC-2832 | Conceptual | SERC | Marion - Red Bluff 230 kV Line | N | Reliability |  | Marion | Red Bluff | South Carolina Public Service Authority | 17543 | F | 1 | 15 | OH | AC | 200-299 | 200-299 | 1 | 1 |  | 2027-12-31 | 2027-12-31
SERC-FP |  | SERC-0977 | Conceptual | SERC | Stanton to Lake Highland line (7-1737) | N | Reliability | Economics or Congestion | Stanton Energy Center | Lake Highland Substation | Orlando Utilities Commission |  | M | 0.01 | 11.18 | UG | AC | 200-299 | 200-299 | 1 | 1 |  | 2022-09-16 | 2026-06-30
SERC-FP |  | SERC-2638 | Planned | SERC | Osprey to Haines City East new 230kV Line | N | Reliability | Other | Osprey | Haines City East | Duke Energy Florida, LLC |  | I | 1 | 21.4 | OH | AC | 200-299 | 200-299 | 1 | 1 | 1260 | 2024-06-01 | 2024-05-31
SERC-FP |  | SERC-2775 | Conceptual | SERC | St. Cloud 230kV Project (7-3441) | N | Reliability | Fossil-Fired Integration | Magnolia Ranch Substation (34) | Story Bend Substation (41) | Orlando Utilities Commission |  | M | 1 | 20 | OT | AC | 200-299 | 200-299 | 1 | 1 |  | 2025-12-31 | 2025-05-01
SERC-FP |  | SERC-2788 | Under Construction | SERC | Powerline to Holder 230kV, New Line | N | Reliability |  | Powerline | Holder | Duke Energy Florida, LLC |  | I | 1 | 10.3 | OH | AC | 200-299 | 200-299 | 1 | 1 | 1199 | 2023-05-21 | 2023-05-21
SERC-FP |  | SERC-2794 | Planned | SERC | Mondon Hill to Bushnell E 230kV New Line | N | Reliability |  | Mondon Hill | Bushnell E | Duke Energy Florida, LLC |  | I | 1 | 20 | OH | AC | 200-299 | 200-299 | 2 | 2 | 919 | 2024-11-30 | 2025-11-30
SERC-FP |  | SERC-2800 | Planned | SERC | Kathleen to Osprey New 230kV Line | N | Reliability |  | Kathleen | Osprey | Duke Energy Florida, LLC |  | I | 1 | 26.2 | OH | AC | 200-299 | 200-299 | 1 | 1 | 1260 | 2024-05-31 | 2024-05-31
SERC-FP |  | SERC-2809 | Planned | SERC | Fort White to Perry – 115 kV Circuit | N | Reliability |  | Fort White | Perry | Duke Energy Florida, LLC |  | I | 1 | 51.44 | OH | AC | 100-120 | 100-120 | 1 | 1 | 335 | 2023-05-31 | 2023-11-30
SERC-FP |  | SERC-2810 | Planned | SERC | Williston North to Bronson 230 kV Line | N | Reliability |  | Williston North | Bronson | Duke Energy Florida, LLC |  | I | 1 | 13.55 | OH | AC | 200-299 | 200-299 | 1 | 2 | 1195 | 2023-05-31 | 2023-05-31
SERC-FP |  | SERC-2890 | Planned | SERC | PC48 Ryder-Skypass 230kV | N | Reliability |  | Ryder | Skypass | Florida Power & Light Co. |  | I | 1 | 11.95 | OH | AC | 200-299 | 200-299 | 1 | 1 |  | 2023-06-01 | 2023-06-01
SERC-FP |  | SERC-2969 | Planned | SERC | Havana to Tallahassee - New 115 kV Circuit | N | Reliability |  | Havana | Tallahassee B | Duke Energy Florida, LLC |  | I | 1 | 14.2 | OH | AC | 100-120 | 100-120 | 2 | 2 | 392 | 2028-05-31 | 2028-05-31
SERC-FP |  | SERC-2970 | Planned | SERC | Liberty to Tallahassee - New 115 kV Circuit | N | Reliability |  | Liberty | Tallahassee B | Duke Energy Florida, LLC |  | I | 1 | 25.5 | OH | AC | 100-120 | 100-120 | 2 | 2 | 392 | 2028-05-31 | 2028-05-31
SERC-FP |  | SERC-3103 | Planned | SERC | PW55 Estero-Terry 138kV | N | Reliability |  | Estero | Terry | Florida Power & Light Co. |  | I | 1 | 14 | OH | AC | 121-150 | 121-150 | 1 | 1 |  | 2025-12-01 | 2025-12-01
SERC-SE |  | SERC-0977 | Planned | SERC | Argyle-Santa Rosa 115kV Project | N | Reliability | Other | Argyle | Santa Rosa | Gulf Power Company | 7801 | I | 1 | 35 | OH | AC | 100-120 | 100-120 | 1 | 1 | 298 | 2023-05-01 | 2025-06-01
SERC-SE |  | SERC-2497 | Planned | SERC | PNG-55 RAVEN-SINAI CEMETARY 161kV PROJECT | Y | Reliability | Other | Sinai | Raven | Gulf Power Company | 7801 | I | 1 | 176 | OH | AC | 151-199 | 151-199 | 1 | 1 |  | 2021-12-01 | 2022-06-01
SERC-SE |  | SERC-2508 | Planned | SERC | Possum Branch Project | N | Reliability |  | Possum Branch | Roopville | Georgia Power Company | 7140 | I | 1 | 14 | OH | AC | 200-299 | 200-299 | 1 | 1 |  | 2022-06-01 | 2023-09-01
SERC-SE |  | SERC-2681 | Planned | SERC | Highway 45/Highway 234 - Westover | N | Reliability |  | Gillionville | Greenhouse Road | Georgia Transmission Corporation | 7197 | C | 1 | 16 | OH | AC | 100-120 | 100-120 | 1 | 1 | 216 | 2023-11-01 | 2025-06-01
SERC-SE |  | SERC-2850 | Planned | SERC | Lagrange Primary - North Opelika | Y | Reliability |  | Lagrange Primary | North Opelika | Georgia Transmission Corporation | 7197 | C | 1 | 15 | OH | AC | 200-299 | 200-299 | 1 | 1 | 602 | 2026-06-01 | 2026-06-01
SERC-SE |  | SERC-2852 | Planned | SERC | East Moultrie - Highway 112 | N | Reliability |  | East Moultrie | Highway 112 | Georgia Transmission Corporation | 7197 | C | 1 | 30 | OH | AC | 200-299 | 200-299 | 1 | 1 | 602 | 2025-06-01 | 2027-06-01
SERC-SE |  | SERC-2895 | Planned | SERC | Carriere SW – Marion SE 230 | N | Reliability |  | Carriere SW | Marion SE | Mississippi Power Company | 12686 | I | 1 | 33 | OH | AC | 200-299 | 200-299 | 1 | 1 |  | 2023-12-01 | 2023-12-01
SERC-SE |  | SERC-2897 | Planned | SERC | Union Springs - Pinckard 115kV | N | Reliability |  | Union Springs | Pinckard | Alabama Power Company | 195 | I | 1 | 58.1 | OH | AC | 100-120 | 100-120 | 1 | 1 |  | 2030-06-01 | 2030-06-01
SERC-SE |  | SERC-2898 | Planned | SERC | Autaugaville - East Pelham 230 kV | N | Reliability |  | Autaugaville | East Pelham | Alabama Power Company | 195 | I | 1 | 75 | OH | AC | 200-299 | 200-299 | 1 | 1 |  | 2027-06-01 | 2027-06-01
SERC-SE |  | SERC-2902 | Planned | SERC | Norcross - Snellville 115 kV Line Rebuild | N | Reliability |  | Norcross | Snellville | Georgia Power Company | 7140 | I | 1 | 14.42 | OH | AC | 100-120 | 100-120 | 1 | 1 |  | 2024-12-01 | 2024-12-01
SERC-SE |  | SERC-2903 | Planned | SERC | Arkwright - Llyod Shoals 115 kV Line Reconductor | N | Reliability |  | Arkwright | Llyod Shoals | Georgia Power Company | 7140 | I | 1 | 35.7 | OH | AC | 100-120 | 100-120 | 1 | 1 |  | 2024-06-01 | 2023-12-31
SERC-SE |  | SERC-3003 | Planned | SERC | Dresden - Talbot County | N | Reliability |  | Dresden | Talbot County | Georgia Transmission Corporation | 7197 | C | 1 | 65 | OH | AC | 400-599 | 400-599 | 1 | 1 | 3429 | 2029-06-01 | 2029-06-01
SERC-SE |  | SERC-3004 | Planned | SERC | Broadway - Dorsett | N | Reliability |  | Broadway | Dorsett | Georgia Transmission Corporation | 7197 | C | 1 | 15 | OH | AC | 100-120 | 100-120 | 1 | 1 | 216 | 2026-12-01 | 2026-12-01
SERC-SE |  | SERC-3005 | Planned | SERC | Bethabara - East Walton | N | Reliability |  | Bethabara | East Walton | Georgia Transmission Corporation | 7197 | C | 1 | 10 | OH | AC | 200-299 | 200-299 | 1 | 1 | 833 | 2027-06-01 | 2027-06-01
SERC-SE |  | SERC-3006 | Planned | SERC | East Walton - Rockville | N | Reliability |  | East Walton | Rockville | Georgia Transmission Corporation | 7197 | C | 1 | 46.6 | OH | AC | 400-599 | 400-599 | 1 | 1 | 3429 | 2027-06-01 | 2027-06-01
SERC-SE |  | SERC-3007 | Under Construction | SERC | Roopville - Jonesville Junction | N | Reliability |  | Jonesville Junction | Roopville | Georgia Transmission Corporation | 7197 | C | 1 | 20 | OH | AC | 200-299 | 200-299 | 1 | 1 | 602 | 2023-09-01 | 2023-09-01
SERC-SE |  | SERC-3008 | Planned | SERC | Anthony Shoals - Washington | N | Reliability |  | Washington | Petersburg | Georgia Transmission Corporation | 7197 | C | 1 | 21 | OH | AC | 100-120 | 100-120 | 1 | 1 | 347 | 2025-12-01 | 2025-12-01
SERC-SE |  | SERC-3108 | Planned | SERC | Thweatt TS - Pear Tree SS 115kV | N | Reliability |  | Thweatt TS | Pear Tree SS | Alabama Power Company | 195 | I | 1 | 25 | OH | AC | 100-120 | 100-120 | 1 | 1 |  | 2031-06-01 | 2031-06-01
SERC-SE |  | SERC-3109 | Planned | SERC | Auburn - East Roanoke 115kV | N | Reliability |  | Auburn | East Roanoke | Alabama Power Company | 195 | I | 1 | 14.9 | OH | AC | 100-120 | 100-120 | 1 | 1 |  | 2024-05-01 | 2024-05-01
SERC-SE |  | SERC-3112 | Planned | SERC | Aliceville TS - Stansel TS 115kV | N | Reliability |  | Aliceville TS | Stansel TS | Alabama Power Company | 195 | I | 1 | 17 | OH | AC | 100-120 | 100-120 | 1 | 1 |  | 2031-06-01 | 2031-06-01
SERC-SE |  | SERC-3118 | Planned | SERC | South Hazelhurst - New Lacy 230kV | N | Reliability |  | South Hazelhurst | New Lacy | Georgia Power Company | 7140 | I | 1 | 25 | OH | AC | 200-299 | 200-299 | 1 | 1 |  | 2027-06-01 | 2027-06-01
SERC-SE |  | SERC-3120 | Planned | SERC | Broadway - Dorsett 115kV | N | Reliability |  | Broadway | Dorsett | Georgia Power Company | 7140 | I | 1 | 15 | OH | AC | 100-120 | 100-120 | 1 | 1 |  | 2026-06-01 | 2026-06-01
SERC-SE |  | SERC-3124 | Planned | SERC | Talbot SS - Dresden 500kV | N | Reliability |  | Talbot SS | Dresden | Georgia Power Company | 7140 | I | 1 | 55 | OH | AC | 400-599 | 400-599 | 1 | 1 |  | 2027-06-01 | 2027-06-01
SPP |  | 50883 | Completed | SPP | China Draw - North Loving 115 kV Ckt 1 |  | Reliability |  | NM | North Loving 115 kV | SPS |  |  | 1 | 19.7 |  | AC | 100-120 | 115 | 1 | 1 | 304 |  | 2015-05-25
SPP |  | 11261 | Completed | SPP | BROKEN ARROW NORTH - SOUTH TAP - ONETA 138KV CKT 1 #2 |  | Other |  | OK | ONETA 138KV | AEP |  |  | 1 | 4.33 |  | AC | 121-150 | 138 | 1 | 1 | 316 |  | 2016-05-25
SPP |  | 11239 | Completed | SPP | Nebraska City - Mullin Creek 345 kV (GMO) |  | Reliability |  | MO | Sub 3458 (Neb Cty) | TSMO |  |  | 1 | 65 |  | AC | 300-399 | 345 | 1 | 1 | 2496 |  | 2016-12-15
SPP |  | 51438 | Completed | SPP | Agave Red Hills - Road Runner 115 kV Ckt 1 New Line |  | Reliability |  | NM | Agave | SPS |  |  | 1 | 0.8 |  | AC | 100-120 | 115 | 1 | 1 | 173 |  | 2017-03-20
SPP |  | 51440 | Completed | SPP | Custer Mountain - Road Runner 115 kV Ckt 1 New Line |  | Reliability |  | NM | Custer Mountain | SPS |  |  | 1 | 11 |  | AC | 100-120 | 115 | 1 | 1 | 141 |  | 2017-04-28
SPP |  | 50923 | Completed | SPP | Ponderosa - Ponderosa Tap 115 kV Ckt 1 |  | Reliability |  | NM | Ponderosa Tap | SPS |  |  | 1 | 9.3 |  | AC | 100-120 | 115 | 1 | 1 | 304 |  | 2017-06-01
SPP |  | 50609 | Completed | SPP | Bobcat Canyon - Scottsbluff 115 kV Ckt 1 |  | Reliability |  | NE | Stegall 115 kV | NPPD |  |  | 1 | 23 |  | AC | 100-120 | 115 | 1 | 1 | 440 |  | 2017-10-26
SPP |  | 50955 | Completed | SPP | Ponderosa Tap - Whitten 115 kV Ckt 1 Rebuild |  | Reliability |  | NM | Ponderosa Tap | SPS |  |  | 1 | 3.92 |  | AC | 100-120 | 115 | 1 | 1 | 304 |  | 2018-01-26
SPP |  | 50724 | Completed | SPP | Capitan - CV Pines 115 kV Ckt 1 Rebuild |  | Reliability |  | NM | CV-PINES 3 115 kV | SPS |  |  | 1 | 10 |  | AC | 100-120 | 115 | 1 | 1 | 265 |  | 2018-01-30
SPP |  | 50565 | Completed | SPP | Market St. - Portales 115 kV Ckt 1 |  | Reliability |  | NM | Market ST 115 kV | SPS |  |  | 1 | 10.4 |  | AC | 100-120 | 115 | 1 | 1 | 175 |  | 2018-02-07
SPP |  | 50757 | Completed | SPP | Broken Bow Wind - Ord 115 kV Ckt 1 |  | Reliability |  | NE | Broken Bow Wind | NPPD |  |  | 1 | 42 |  | AC | 100-120 | 115 | 1 | 1 | 176 |  | 2018-03-01
SPP |  | 11017 | Completed | SPP | Carlisle Interchange - Wolfforth Interchange 230 kV Ckt 1 |  | Reliability |  | TX | Wolfforth Interchange 230 kV | SPS |  |  | 1 | 16.8 |  | AC | 200-299 | 230 | 1 | 1 | 478 |  | 2018-03-27
SPP |  | 11127 | Completed | SPP | Centre St. - Hereford NE 115 kV Ckt 1 |  | Reliability |  | TX | Northeast Hereford Interchange 115 kV | SPS |  |  | 1 | 7.8 |  | AC | 100-120 | 115 | 1 | 1 | 275 |  | 2018-04-06
SPP |  | 50871 | Completed | SPP | Kiowa - Potash Junction 345/115 kV Ckt 1 |  | Reliability |  | NM | Kiowa | SPS |  |  | 1 | 2 |  | AC | 300-399 | 345 | 1 | 1 | 1792 |  | 2018-04-30
SPP |  | 50820 | Completed | SPP | Kiowa - North Loving 345 kV Ckt 1 |  | Reliability |  | NM | Kiowa | SPS |  |  | 1 | 20.4 |  | AC | 300-399 | 345 | 1 | 1 | 1792 |  | 2018-06-01
SPP |  | 72029 | Completed | SPP | Kingfisher SW - Park Community 138 kV Ckt 1 New Line |  | Reliability |  | OK | Kingfisher SW | WFEC |  |  | 1 | 9 |  | AC | 121-150 | 138 | 1 | 1 | 136 |  | 2018-06-15
SPP |  | 50564 | Completed | SPP | Market St. - South Portales 115 kV Ckt 1 |  | Reliability |  | NM | S Portales 115 kV | SPS |  |  | 1 | 6 |  | AC | 100-120 | 115 | 1 | 1 | 175 |  | 2018-07-13
SPP |  | 51411 | Completed | SPP | National Enrichment Plant - Teague 115 kV Ckt 1 Rebuild |  | Reliability |  | NM | National Enrichment Plant Tap 115 kV | SPS |  |  | 1 | 6.8 |  | AC | 100-120 | 115 | 1 | 1 | 147 |  | 2018-12-14
SPP |  | 11372 | Completed | SPP | Soncy Tap 115 kV - New Soncy 115 kV |  | Reliability |  | TX | Soncy Tap 115 kV | SPS |  |  | 1 | 1.04 |  | AC | 100-120 | 115 | 1 | 1 | 173 |  | 2018-12-31
SPP |  | 50546 | Completed | SPP | Atoka - Eagle Creek 115 kV Ckt 1 |  | Reliability |  | NM | Atoka Interchange 115 kV | SPS |  |  | 1 | 22.1 |  | AC | 100-120 | 115 | 1 | 1 | 249 |  | 2018-12-31
SPP |  | 51250 | Completed | SPP | National Enrichment Plant - Targa 115 kV Ckt 1 |  | Reliability |  | NM | National Enrichment Plant Sub 115 kV | SPS |  |  | 1 | 3 |  | AC | 100-120 | 115 | 1 | 1 | 304 |  | 2019-03-20
SPP |  | 50952 | Completed | SPP | IMC #1 Tap - Livingston Ridge 115 kV Ckt 1 Rebuild |  | Reliability |  | NM | I. M. C. #1 Sub Tap 115 kV (International Mineral Co) | SPS |  |  | 1 | 18.8 |  | AC | 100-120 | 115 | 1 | 1 | 304 |  | 2019-03-22
SPP |  | 50957 | Completed | SPP | Intrepid West - Potash Junction 115 kV Ckt 1 Rebuild |  | Reliability |  | NM | Intrepid West | SPS |  |  | 1 | 1.5 |  | AC | 100-120 | 115 | 1 | 1 | 304 |  | 2019-03-22
SPP |  | 50958 | Completed | SPP | IMC #1 Tap - Intrepid West 115 kV Ckt 1 Rebuild |  | Reliability |  | NM | IMC #1 Tap | SPS |  |  | 1 | 3.9 |  | AC | 100-120 | 115 | 1 | 1 | 304 |  | 2019-03-22
SPP |  | 50637 | Completed | SPP | Mustang - Shell CO2 115 kV Ckt 1 |  | Other |  | TX | Mustang Interchange North Bus 115 kV | SPS |  |  | 1 | 7.71 |  | AC | 100-120 | 115 | 1 | 1 | 299 |  | 2019-04-29
SPP |  | 50869 | Completed | SPP | China Draw - Yeso Hills 115 kV Ckt 1 |  | Reliability |  | NM | China Draw 115 kV | SPS |  |  | 1 | 18.4 |  | AC | 100-120 | 115 | 1 | 1 | 304 |  | 2019-05-03
SPP |  | 51481 | Completed | SPP | Canyon East Tap - Randall 115 kV Ckt 1 Rebuild |  | Reliability |  | TX | Canyon East Sub 115 kV | SPS |  |  | 1 | 3 |  | AC | 100-120 | 115 | 1 | 1 | 240 |  | 2019-05-16
SPP |  | 50457 | Completed | SPP | Hobbs - Yoakum 345 kV Ckt 1 |  | Reliability |  | NM | Hobbs 345 | SPS |  |  | 1 | 52 |  | AC | 300-399 | 345 | 1 | 1 | 1792 |  | 2019-05-30
SPP |  | 72014 | Delayed - Permitting Challenges | SPP | Omega - Park Community 138 kV Ckt 1 New Line |  | Reliability |  | OK | KINGFISHER | WFEC |  |  | 1 | 9.4 |  | AC | 121-150 | 138 | 1 | 1 | 136 |  | 2019-07-01
SPP |  | 82139 | Completed | SPP | Kildare - White Eagle 138 kV Ckt 1 Rebuild |  | Other |  | OK | KILDARE4 138 | OGE |  |  | 1 | 11.22 |  | AC | 121-150 | 138 | 1 | 1 | 308 |  | 2019-10-29
SPP |  | 61858 | Completed | SPP | Tulsa Southeast - E.61st 138 kV Rebuild |  | Reliability |  | OK | TULSA SOUTHEAST 138KV | AEP |  |  | 1 | 1.8 |  | AC | 121-150 | 138 | 1 | 1 | 278 |  | 2019-12-20
SPP |  | 51406 | Completed | SPP | Cunningham - Monument Tap 115 kV Ckt 1 Rebuild |  | Reliability |  | NM | Cunningham Station 115 kV | SPS |  |  | 1 | 6.5 |  | AC | 100-120 | 115 | 1 | 1 | 184 |  | 2019-12-20
SPP |  | 122576 | Completed | SPP | Aberdeen City - Aberdeen Industrial Park 115 kV Ckt 1 New Line |  | Other |  | SD | ABERDEEN JCT | NWE |  |  | 1 | 3.29 |  | AC | 100-120 | 115 | 1 | 1 | 133 |  | 2019-12-31
SPP |  | 72004 | Completed | SPP | S1255 - S1260 161 kV Ckt 1 New Line |  | Reliability |  | NE | Sub 1255 | OPPD |  |  | 1 | 5.9 |  | AC | 151-199 | 161 | 1 | 1 | 554 |  | 2020-03-01 06:00
SPP |  | 11506 | Completed | SPP | Canyon East Sub - Randall County Interchange 115 kV Ckt 1 Rebuild |  | Reliability |  | TX | Randall County Interchange 115 kV | SPS |  |  | 1 | 18.5 |  | AC | 100-120 | 115 | 1 | 1 | 104 |  | 2020-03-20
SPP |  | 50698 | Completed | SPP | Sumner County - Viola 138 kV Ckt 1 |  | Reliability |  | KS | SUMNER COUNTY 138 kV | WR/EKC |  |  | 1 | 28 |  | AC | 121-150 | 138 | 1 | 1 | 314 |  | 2020-05-11
SPP |  | 50447 | Completed | SPP | Tuco - Yoakum 345 kV Ckt 1 |  | Reliability |  | TX | TUCO Interchange 345 kV | SPS |  |  | 1 | 107 |  | AC | 300-399 | 345 | 1 | 1 | 1792 |  | 2020-06-01
SPP |  | 51096 | Completed | SPP | Keystone Dam - Wekiwa 138 kV Ckt 1 Rebuild |  | Reliability |  | OK | Keystone Dam | AEP |  |  | 1 | 6 |  | AC | 121-150 | 138 | 1 | 1 | 159 |  | 2020-06-11
SPP |  | 51444 | Completed | SPP | Lincoln - Meeker 138 kV Ckt 1 New Line (OGE) | Y | Reliability |  | OK | Lincoln 138kv | OGE |  |  | 0.5 | 12 |  | AC | 121-150 | 138 | 1 | 1 | 308 |  | 2020-07-31
SPP |  | 51445 | Delayed - Permitting Challenges | SPP | Lincoln - Meeker 138 kV Ckt 1 New Line (WFEC) | Y | Reliability |  | OK | Lincoln 138kv | WFEC |  |  | 0.5 | 12 |  | AC | 121-150 | 138 | 1 | 1 | 308 |  | 2021-05-01 05:00
SPP |  | 122726 | Completed | SPP | Meadowlark - Tower 33 115 kV Ckt 1 Rebuild |  | Reliability |  | KS | MEADOWLARK 115 KV | WR/EKC |  |  | 1 | 0.94 |  | AC | 100-120 | 115 | 1 | 1 | 239 |  | 2020-10-01
SPP |  | 72052 | Completed | SPP | Lewis - Richland 115kV Ckt 1 (WAPA) | Y | Reliability |  | MT | RICHLAND | WAPA |  |  | 0.5 | 0.1 |  | AC | 100-120 | 115 | 1 | 1 | 127 |  | 2020-11-17 07:00
SPP |  | 102156 | Completed | SPP | Eddy County - Kiowa 345 kV Ckt 1 New Line |  | Reliability |  | NM | Eddy County Interchange 345 kV | SPS |  |  | 1 | 34 |  | AC | 300-399 | 345 | 1 | 1 | 1792 |  | 2020-11-03
SPP |  | 72026 | Delayed - Permitting Challenges | SPP | Sara Road - Sunshine 138 kV Ckt 1 Voltage Conversion |  | Reliability |  | OK | MUSTANG | WFEC |  |  | 1 | 20 |  | AC | 121-150 | 138 | 1 | 1 | 136 |  | 2020-12-01
SPP |  | 112435 | Delayed - Permitting Challenges | SPP | East Kingfisher - Kingfisher 138 kV Rebuild |  | Economics / Congestion |  | OK | East Kingfisher | WFEC |  |  | 1 | 2.03 |  | AC | 121-150 | 138 | 1 | 1 | 187 |  | 2021-01-01
SPP |  | 82114 | Delayed - Permitting Challenges | SPP | Blanchard - OU SW 138 kV Ckt 1 Voltage Conversion |  | Reliability |  | OK | BLANCHARD | WFEC |  |  | 1 | 2.1 |  | AC | 121-150 | 138 | 1 | 1 | 234 |  | 2021-04-01 05:00
SPP |  | 112433 | Completed | SPP | Hansford - Spearman 115 kV Rebuild |  | Economics / Congestion |  | TX | Spearman Interchange 115 kV | SPS |  |  | 1 | 1.2 |  | AC | 100-120 | 115 | 1 | 1 | 233 |  | 2021-04-15
SPP |  | 51565 | Completed | SPP | Livingston Ridge - Wipp 115 kV Ckt 1 Rebuild |  | Reliability |  | NM | Livingston Ridge Sub 69 kV | SPS |  |  | 1 | 2.8 |  | AC | 100-120 | 115 | 1 | 1 | 172 |  | 2021-04-15
SPP |  | 51818 | Completed | SPP | Cox Interchange - Hale Co Interchange 115 kV Ckt 1 |  | Reliability |  | TX | Cox | SPS |  |  | 1 | 19.7 |  | AC | 100-120 | 115 | 1 | 1 | 110 |  | 2021-04-15
SPP |  | 50943 | Completed | SPP | Northwest - Rolling Hills 115 kV Rebuild Ckt 1 |  | Reliability |  | TX | Northwest | SPS |  |  | 1 | 7.2 |  | AC | 100-120 | 115 | 1 | 1 | 188 |  | 2021-05-15
SPP |  | 72015 | Delayed - Permitting Challenges | SPP | Omega - Watonga SW 138 kV Ckt 1 Voltage Conversion |  | Reliability |  | OK | KINGFISHER | WFEC |  |  | 1 | 15.8 |  | AC | 121-150 | 138 | 1 | 1 | 136 |  | 2021-05-31
SPP |  | 122812 | Completed | SPP | Circleville - Goff 115 kV Ckt 1 Rebuild |  | Reliability |  | KS | CIRCLEVILLE 115 KV | WR/EKC |  |  | 1 | 14.5 |  | AC | 100-120 | 115 | 1 | 1 | 239 |  | 2021-07-02 05:00
SPP |  | 122814 | Completed | SPP | Goff - Kelly 115 kV Ckt 1 Rebuild |  | Reliability |  | KS | KING HILL N.M. COOP 115 KV (NEMAHA MARSHALL R.E.C. | WR/EKC |  |  | 1 | 10 |  | AC | 100-120 | 115 | 1 | 1 | 239 |  | 2021-06-18 05:00
SPP |  | 102160 | Completed | SPP | S3761 - S3455 345 kV New Line |  | Reliability |  | NE | Northshore | OPPD |  |  | 1 | 5.6 |  | AC | 300-399 | 345 | 1 | 1 | 1792 |  | 2020-03-01 06:00
SPP |  | 102163 | Delayed - Permitting Challenges | SPP | S1209 - S1231 Ckt 2 161 kV Reconductor |  | Reliability |  | NE | Sub 1209 | OPPD |  |  | 1 | 3.3 |  | AC | 151-199 | 161 | 1 | 1 | 446 |  | 2023-05-31 05:00
SPP |  | 102165 | Completed | SPP | S1259 - S1260 161 kV Rebuild |  | Reliability |  | NE | S1259 | OPPD |  |  | 1 | 2.56 |  | AC | 151-199 | 161 | 1 | 1 | 554 |  | 2019-11-01 05:00
SPP |  | 72016 | Delayed - Permitting Challenges | SPP | Okeene - Watonga SW 138 kV Ckt 1 Voltage Conversion |  | Reliability |  | OK | OKEENE | WFEC |  |  | 1 | 27 |  | AC | 121-150 | 138 | 1 | 1 | 136 |  | 2021-08-01
SPP |  | 82113 | Delayed - Permitting Challenges | SPP | Amber Tap - Blanchard 138 kV Ckt 1 Voltage Conversion |  | Reliability |  | OK | Amber Tap | WFEC |  |  | 1 | 15.2 |  | AC | 121-150 | 138 | 1 | 1 | 234 |  | 2021-08-01
SPP |  | 122571 | Delayed - Permitting Challenges | SPP | Northshore - New Town 115 kV Ckt 1 |  | Reliability |  | ND | Northshore | MWE |  |  | 1 | 20.5 |  | AC | 100-120 | 115 | 1 | 1 | 240 |  | 2021-09-05
SPP |  | 112500 | Completed | SPP | Aberdeen Jct - Richmond 115 kV Ckt 1 (EREC) |  | Reliability |  | SD | ABERDEEN JCT | EREC |  |  | 1 | 13.4 |  | AC | 100-120 | 115 | 1 | 1 | 193 |  | 2021-11-01
SPP |  | 92153 | Completed | SPP | Bopco - Road Runner 345 kV Ckt 1 New Line |  | Reliability |  | NM | Bopco | SPS |  |  | 1 | 21 |  | AC | 300-399 | 345 | 1 | 1 | 1792 |  | 2021-11-15
SPP |  | 92154 | Completed | SPP | Bopco - China Draw 345 kV Ckt 1 New Line |  | Reliability |  | NM | China Draw 345 kV | SPS |  |  | 1 | 19 |  | AC | 300-399 | 345 | 1 | 1 | 1792 |  | 2021-11-15
SPP |  | 71960 | Delayed - Permitting Challenges | SPP | Etter - Moore 115 kV Rebuild |  | Reliability |  | TX | Moore County Interchange East Bus 115 kV | SPS |  |  | 1 | 10.25 |  | AC | 100-120 | 115 | 1 | 1 | 120 |  | 2021-10-21 07:00
SPP |  | 122871 | Delayed - Permitting Challenges | SPP | Deaf Smith #6 - Friona 115 kV Rebuild |  | Reliability |  | TX | Deaf Smith REC-#6 115 kV | SPS |  |  | 1 | 17.4 |  | AC | 100-120 | 115 | 1 | 1 | 120 |  | 2022-12-15 06:00
SPP |  | 122876 | Delayed - Permitting Challenges | SPP | Deaf Smith #6 - Hereford 115 kV Ckt 1 Rebuild |  | Reliability |  | TX | Deaf Smith REC-#6 115 kV | SPS |  |  | 1 | 7.3 |  | AC | 100-120 | 115 | 1 | 1 | 116 |  | 2022-12-15 06:00
SPP |  | 72024 | Delayed - Permitting Challenges | SPP | El Reno - Mustang 138 kV Ckt 1 Voltage Conversion |  | Reliability |  | OK | EL RENO SW | WFEC |  |  | 1 | 42.6 |  | AC | 121-150 | 138 | 1 | 1 | 136 |  | 2022-05-01
SPP |  | 72025 | Delayed - Permitting Challenges | SPP | Mustang - Sara Road 138 kV Ckt 1 Voltage Conversion |  | Reliability |  | OK | Mustang | WFEC |  |  | 1 | 4.2 |  | AC | 121-150 | 138 | 1 | 1 | 136 |  | 2022-05-01
SPP |  | 112389 | Delayed - Siting Challenges | SPP | Tulsa SE - S Hudson 138kV Ckt 1 Rebuild |  | Reliability |  | OK | TULSA SOUTHEAST 138KV | AEP |  |  | 1 | 2 |  | AC | 121-150 | 138 | 1 | 1 | 286 |  | 2022-05-27
SPP |  | 112393 | Completed | SPP | Tulsa SE - 21st Street Tap 138 kV Ckt 1 |  | Reliability |  | OK | TULSA SOUTHEAST 138KV | AEP |  |  | 1 | 1.5 |  | AC | 121-150 | 138 | 1 | 1 | 345 |  | 2021-11-17 06:00
SPP |  | 112381 | Delayed - Permitting Challenges | SPP | Baileyville - South Seneca 115kV Ckt 1 |  | Reliability |  | KS | BAILEYVILLE N.M. STATION 115 KV (NEMAHA MARSHALL R | WR/EKC |  |  | 1 | 4 |  | AC | 100-120 | 115 | 1 | 1 | 239 |  | 2022-06-01
SPP |  | 112383 | Delayed - Permitting Challenges | SPP | Marshall County - Smittyville 115kV Ckt 1 |  | Reliability |  | KS | SMITTYVILLE N.M. COOP 115 KV (NEMAHA MARSHALL R.E. | WR/EKC |  |  | 1 | 2.2 |  | AC | 100-120 | 115 | 1 | 1 | 239 |  | 2022-06-01
SPP |  | 122725 | Planned | SPP | Allen - Quaker 115 kV Ckt 1 Rebuild |  | Reliability |  | TX | Allen Sub 115 kV | SPS |  |  | 1 | 3.5 |  | AC | 100-120 | 115 | 1 | 1 | 240 |  | 2022-06-01
SPP |  | 122727 | Planned | SPP | Allen - Lubbock South 115 kV Ckt 1 Rebuild |  | Reliability |  | TX | Allen Sub 115 kV | SPS |  |  | 1 | 6 |  | AC | 100-120 | 115 | 1 | 1 | 240 |  | 2022-06-01
SPP |  | 122872 | Planned | SPP | Carlisle - Murphy 115 kV Ckt 1 Rebuild |  | Reliability |  | TX | Carlisle Interchange 115 kV | SPS |  |  | 1 | 4 |  | AC | 100-120 | 115 | 1 | 1 | 240 |  | 2022-06-01
SPP |  | 72023 | Delayed - Permitting Challenges | SPP | El Reno - El Reno Jct 138 kV Ckt 1 Voltage Conversion |  | Reliability |  | OK | EL RENO SW | WFEC |  |  | 1 | 6.5 |  | AC | 121-150 | 138 | 1 | 1 | 136 |  | 2022-06-01
SPP |  | 112510 | Planned | SPP | Hobbs Interchange to Millen Rebuild 115 kV Ckt1 |  | Reliability |  | NM | Hobbs Interchange 115 kV | SPS |  |  | 1 | 3.5 |  | AC | 100-120 | 115 | 1 | 1 | 175 |  | 2022-06-01
SPP |  | 122713 | Planned | SPP | Kerr - Locust Grove 115 kV Ckt 1 |  | Other |  | OK | LOCUST GROVE | AEP |  |  | 1 | 0.49 |  | AC | 100-120 | 115 | 1 | 1 | 142 |  | 2022-06-01
SPP |  | 72018 | Delayed - Permitting Challenges | SPP | Calumet - Watonga SW 138 kV Ckt 1 Voltage Conversion |  | Reliability |  | OK | CALUMET | WFEC |  |  | 1 | 33.6 |  | AC | 121-150 | 138 | 1 | 1 | 136 |  | 2022-08-01
SPP |  | 72019 | Delayed - Permitting Challenges | SPP | Calumet - Concho 138 kV Ckt 1 Voltage Conversion |  | Reliability |  | OK | CALUMET | WFEC |  |  | 1 | 9 |  | AC | 121-150 | 138 | 1 | 1 | 136 |  | 2022-09-01
SPP |  | 72031 | Delayed - Permitting Challenges | SPP | Concho - Kingfisher SW 138 kV Ckt 1 New Line |  | Reliability |  | OK | CONCHO | WFEC |  |  | 1 | 8.5 |  | AC | 121-150 | 138 | 1 | 1 | 136 |  | 2022-11-01
SPP |  | 122664 | Planned | SPP | Pauline - Hastings 115 kV Ckt 1 & Ckt 2 Reconductor |  | Other |  | NE | Pauline | NPPD |  |  | 1 | 13 |  | AC | 100-120 | 115 | 1 | 1 | 193 |  | 2022-12-01
SPP |  | 143167 | Delayed - Permitting Challenges | SPP | Cargill - Friona 115 kV Ckt 1 Rebuild |  | Reliability |  | TX | Friona | SPS |  |  | 1 | 1.15 |  | AC | 100-120 | 115 | 1 | 1 | 240 |  | 2022-12-15 06:00
SPP |  | 143168 | Delayed - Permitting Challenges | SPP | Cargill - Deaf Smith #24 115 kV Ckt 1 Rebuild |  | Reliability |  | TX | Deaf Smith REC-#6 115 kV | SPS |  |  | 1 | 7.8 |  | AC | 100-120 | 115 | 1 | 1 | 240 |  | 2022-12-15 06:00
SPP |  | 143169 | Delayed - Permitting Challenges | SPP | Parmer - Deaf Smith #24 115 kV Ckt 1 Rebuild |  | Reliability |  | TX | Parmer | SPS |  |  | 1 | 1.16 |  | AC | 100-120 | 115 | 1 | 1 | 240 |  | 2022-12-15 06:00
SPP |  | 143170 | Delayed - Permitting Challenges | SPP | Parmer - Deaf Smith #20 115 kV Ckt 1 Rebuild |  | Reliability |  | TX | Parmer | SPS |  |  | 1 | 7.6 |  | AC | 100-120 | 115 | 1 | 1 | 240 |  | 2022-12-15 06:00
SPP |  | 143181 | Planned | SPP | Aberdeen Jct - Richmond 115 kV Ckt 1 (NWE) |  | Reliability |  | SD | ABERDEEN JCT | NWE |  |  | 1 | 14.4 |  | AC | 100-120 | 115 | 1 | 1 | 139 |  | 2022-12-15
SPP |  | 122570 | Delayed - Permitting Challenges | SPP | Neset - Northshore 230 kV Ckt 1 |  | Reliability |  | ND | Neset 230 kV Bus | BEPC |  |  | 1 | 30 |  | AC | 200-299 | 230 | 1 | 1 | 506 |  | 2022-12-31
SPP |  | 71967 | Delayed - Permitting Challenges | SPP | Sheldon - Monolith 115 kV Ckt 1 New Line |  | Reliability |  | NE | Sheldon | NPPD |  |  | 1 | 1 |  | AC | 100-120 | 115 | 1 | 1 | 400 |  | 2023-06-01 05:00
SPP |  | 112457 | Planned | SPP | Neosho - Riverton 161kV Rebuild (WR) | Y | Other |  | KS | NEOSHO 161 KV | EKC |  |  | 0.5 | 2.7 |  | AC | 151-199 | 161 | 1 | 1 | 250 |  | 2022-12-31 06:00
SPP |  | 112456 | Planned | SPP | Neosho - Riverton 161kV Rebuild (EDE) | Y | Other |  | KS | NEOSHO 161 KV | EDE |  |  | 0.5 | 25.9 |  | AC | 151-199 | 161 | 1 | 1 | 250 |  | 2023-01-01 06:00
SPP |  | 72022 | Delayed - Permitting Challenges | SPP | Cana - El Reno Jct 138 kV Ckt 1 Voltage Conversion |  | Reliability |  | OK | El Reno | WFEC |  |  | 1 | 6.6 |  | AC | 121-150 | 138 | 1 | 1 | 136 |  | 2023-11-01
SPP |  | 72020 | Delayed - Permitting Challenges | SPP | Calumet - Cana 138 kV Ckt 1 Voltage Conversion |  | Reliability |  | OK | CALUMET | WFEC |  |  | 1 | 18.2 |  | AC | 121-150 | 138 | 1 | 1 | 136 |  | 2023-12-01
SPP |  | 72027 | Delayed - Permitting Challenges | SPP | Cogar - El Reno Jct 138 kV Ckt 1 Voltage Conversion |  | Reliability |  | OK | COGAR | WFEC |  |  | 1 | 21.2 |  | AC | 121-150 | 138 | 1 | 1 | 136 |  | 2024-01-01
SPP |  | 82112 | Delayed - Permitting Challenges | SPP | Cleveland Jct - Amber Tap 138 kV Ckt 1 Voltage Conversion |  | Reliability |  | OK | Cleveland | WFEC |  |  | 1 | 13.8 |  | AC | 121-150 | 138 | 1 | 1 | 234 |  | 2024-02-01
SPP |  | 82115 | Delayed - Permitting Challenges | SPP | Cleveland Jct - Anadarko 138 kV Ckt 1 Voltage Conversion |  | Reliability |  | OK | Cleveland | WFEC |  |  | 1 | 11.1 |  | AC | 121-150 | 138 | 1 | 1 | 234 |  | 2024-02-01
SPP |  | 82111 | Delayed - Permitting Challenges | SPP | Cogar - Cleveland Jct 138 kV Ckt 1 Voltage Conversion |  | Reliability |  | OK | COGAR | WFEC |  |  | 1 | 12 |  | AC | 121-150 | 138 | 1 | 1 | 234 |  | 2024-03-01
SPP |  | 50442 | Delayed - Permitting Challenges | SPP | Cherry Co. - Gentleman 345 kV Ckt 1 |  | Reliability |  | NE | Cherry County 345 kV | NPPD |  |  | 1 | 100.7 |  | AC | 300-399 | 345 | 1 | 1 | 1792 |  | 2025-12-31 06:00
SPP |  | 50445 | Delayed - Permitting Challenges | SPP | Cherry Co. - Holt Co. 345 kV Ckt 1 |  | Reliability |  | NE | Cherry County 345 kV | NPPD |  |  | 1 | 124.3 |  | AC | 300-399 | 345 | 1 | 1 | 1792 |  | 2025-12-31 06:00
SPP |  | 143182 | Delayed - Siting Challenges | SPP | Chisholm - Woodward Border 345 kV Ckt 1 (AEP) | Y | Economics / Congestion |  | OK | Chisholm | AEP |  |  | 0.5 | 0.84 |  | AC | 300-399 | 345 | 1 | 1 | 1792 |  | 2023-04-30
SPP |  | 122730 | Delayed - Siting Challenges | SPP | South Shreveport - Wallace Lake 138 kV Ckt 1 Rebuild #2 |  | Reliability |  | LA | SOUTH SHREVEPORT 138KV | AEP |  |  | 1 | 11.2 |  | AC | 121-150 | 138 | 1 | 1 | 347 |  | 2024-06-03 05:00
SPP |  | 133085 | Planned | SPP | Minco - Pleasant Valley 345 kV Ckt 1 |  | Economics / Congestion |  | OK | Minco | NEET |  |  | 1 | 34.8 |  | AC | 300-399 | 345 | 1 | 1 | 1792 |  | 2025-01-01
SPP |  | 133106 | Planned | SPP | Draper - Pleasant Valley 345 kV Ckt 2 |  | Economics / Congestion |  | Ok | Draper | NEET |  |  | 1 | 13.2 |  | AC | 300-399 | 345 | 1 | 1 | 1792 |  | 2025-01-01
SPP |  | 112458 | Planned | SPP | Sooner - Wekiwa 345 kV New Line |  | Economics / Congestion |  | OK | WEKIWA 345KV | TSOK |  |  | 1 | 66.2 |  | AC | 300-399 | 345 | 1 | 1 | 1792 |  | 2026-01-01
SPP |  | 122598 | Planned | SPP | Blackberry - Wolf Creek 345 kV |  | Economics / Congestion |  | KS | Wolf Creek | NEET |  |  | 1 | 86 |  | AC | 300-399 | 345 | 1 | 1 | 1792 |  | 2025-01-01 06:00
SPP |  | 122753 | Delayed - Permitting Challenges | SPP | Anadarko - Gracemont 138 kV Ckt 2 Rebuild |  | Economics / Congestion |  | OK | ANADARKO | WFEC |  |  | 1 | 5 |  | AC | 121-150 | 138 | 1 | 1 | 353 |  | 2023-01-01 06:00
SPP |  | 122577 | Planned | SPP | Anadarko - Gracemont 138kV Ckt 1 Rebuild |  | Economics / Congestion |  | SD | Gracemont 138 kV | WFEC |  |  | 1 | 5 |  | AC | 121-150 | 138 | 1 | 1 | 478 |  | 2023-01-01 06:00
SPP |  | 112443 | Delayed - Siting Challenges | SPP | Russett - South Brown 138 kV Ckt 1 Rebuild |  | Economics / Congestion |  | OK | Brown | WFEC |  |  | 1 | 18.6 |  | AC | 121-150 | 138 | 1 | 1 | 234 |  | 2027-12-01
SPP |  | 122741 | Planned | SPP | Scottsbluff - Victory Hill 115kV Ckt 2 |  | Economics / Congestion |  | NE | Scottsbluff | NPPD |  |  | 1 | 9 |  | AC | 121-150 | 115 | 1 | 1 | 240 |  | 2025-06-01 05:00
SPP |  | 143177 | Planned | SPP | S1260 - S1362 161 kV Ckt 1 Rebuild |  | Reliability |  | NE | S1260 | OPPD |  |  | 1 | 1 |  | AC | 121-150 | 138 | 1 | 1 | 243 |  | 2022-08-01 05:00
SPP |  | 143253 | Delayed - Siting Challenges | SPP | Paoli - Lexington kV 138 kV |  | Reliability |  | OK | Paoli | WFEC |  |  | 1 | 14.3 |  | AC | 121-150 | 138 | 1 | 1 | 71 |  | 2025-12-31 06:00
SPP |  | 143668 | Planned | SPP | Joplin West 7th - Stateline 161 kV Rebuild |  | Reliability |  | MO | Joplin West 7th | EDE |  |  | 1 | 5.5 |  | AC | 121-150 | 161 | 1 | 1 | 335 |  | 2022-01-31 06:00
SPP |  | 143705 | Planned | SPP | Kearney NE - Tower 115 kV Ckt 1 New Line |  | Reliability |  | NE | Kearney | NPPD |  |  | 1 | 10 |  | AC | 121-150 | 115 | 1 | 1 | 240 |  | 2022-06-01 05:00
SPP |  | 144142 | Planned | SPP | Ogallala (Tri State) - Ogallala (NPPD) 115 kV (NPPD) |  | Economics / Congestion |  | NE | Ogallala | NPPD |  |  | 1 | 1 |  | AC | 121-150 | 115 | 1 | 1 | 398 |  | 2023-12-31 06:00
SPP |  | 143588 | Planned | SPP | Kummer Ridge - Round Up 345 kV |  | Reliability |  | ND | Kummer | BEPC |  |  | 1 | 33.2 |  | AC | 300-399 | 345 | 1 | 1 | 1792 |  | 2023-01-01
SPP |  | 143660 | Planned | SPP | S3454 - S3740 345 kV New Line |  | Reliability |  | NE | S3454 | OPPD |  |  | 1 | 29 |  | AC | 300-399 | 345 | 1 | 1 | 1792 |  | 2024-06-01
SPP |  | 143714 | Planned | SPP | Finstad - Tande 345 kV New Line |  | Reliability |  | ND | Finstad | BEPC |  |  | 1 | 48 |  | AC | 300-399 | 345 | 1 | 1 | 1792 |  | 2023-01-01
SPP |  | 143806 | Planned | SPP | Marietta Tap (OKGE) – Marietta Switchyard (WFEC) 138 kV Ckt 1 New Line (OGE) |  | Reliability |  | OK | Marietta Tap | OGE |  |  | 1 | 2.1 |  | AC | 121-150 | 138 | 1 | 1 | 286 |  | 2023-06-01
SPP |  | 143816 | Planned | SPP | Rocky Point - Marietta 2 138 kV Ckt 1 Rebuild |  | Reliability |  | OK | Rocky | OGE |  |  | 1 | 12.6 |  | AC | 121-150 | 138 | 1 | 1 | 286 |  | 2023-06-01
SPP |  | 144208 | Planned | SPP | Twist - Wilco 115 kV Ckt 1 |  | Reliability |  | TX | Twist | SPS |  |  | 1 | 4 |  | AC | 121-150 | 115 | 1 | 1 | 174 |  | 2022-06-01
SPP |  | 144236 | Planned | SPP | Leland Olds - Finstad - 345 kV New Line |  | Reliability |  | ND | Leland Olds | BEPC |  |  | 1 | 123 |  | AC | 300-399 | 345 | 1 | 1 | 1195 |  | 2023-01-01
TRE-ERCOT |  | 5167 | Delayed - Siting Challenges | Texas RE | Poesta to Tuleta: Build new double circuit 138/69 kV line | N | Reliability |  | Poesta | Tuleta | AEP | 3278 | I | 1 | 23.5 | OH | AC | 121-150 | 138 | 2 | 2 | 493 | 2023-12-01 | 2024-12-01
TRE-ERCOT |  | 67320 | Planned | Texas RE | Cruce to Reforzar: Build new 345 kV double circuit line | N | Reliability |  | Cruce | Reforzar | AEP | 3278 | I | 1 | 48 | OH | AC | 300-399 | 345 | 2 | 2 | 2856 |  | 2026-11-01
TRE-ERCOT |  | 5206 | Under Construction | Texas RE | Brackettville to Escondido: Construct 138 kV line | N | Reliability |  | Brackettville | Escondido | AEP | 3278 | I | 1 | 45 | OH | AC | 121-150 | 138 | 1 | 1 | 485 |  | 2024-02-01
TRE-ERCOT |  | 67326 | Planned | Texas RE | Ajo to Reforzar: Build new 345 kV double circuit line | N | Reliability |  | Ajo | Reforzar | AEP | 3278 | I | 1 | 11 | OH | AC | 300-399 | 345 | 2 | 2 | 2856 |  | 2026-11-01
TRE-ERCOT |  | 64065 | Delayed - Economics | Texas RE | Alice to Kingsville 138 kV Line Rebuild | N | Other |  | Alice | Kingsville | AEP | 3278 | I | 1 | 22.48 | OH | AC | 121-150 | 138 | 1 | 1 | 215 | 2024-12-01 | 2027-05-31
TRE-ERCOT |  | 67322 | Planned | Texas RE | Cenizo to Cruce: Build new 345 kV double circuit line | N | Reliability |  | Cenizo | Cruce | AEP | 3278 | I | 0.5 | 69 | OH | AC | 300-399 | 345 | 2 | 2 | 2856 |  | 2026-11-01 | 50% owned by ETT
TRE-ERCOT |  | 50948 | Under Construction | Texas RE | Angstrom - Grissom: Build New Line | N | Reliability |  | Angstrom | Grissom | AEP | 3278 | I | 1 | 17 | OH | AC | 300-399 | 345 | 1 | 2 | 1750 |  | 2023-11-01
TRE-ERCOT |  | 67324 | Planned | Texas RE | Cruce to Del Sol: Build new 345 kV line | N | Reliability |  | Cruce | Del Sol | AEP | 3278 | I | 0.4 | 54.2 | OH | AC | 300-399 | 345 | 2 | 2 | 2856 |  | 2026-11-01 | 40% owned by ETT and 20% owned by STEC
TRE-ERCOT |  | 58008 | Planned | Texas RE | Laredo VFT North to North Laredo Switch: Rebuild 138 kV Line | N | Reliability |  | Laredo | Laredo | AEP | 3278 | I | 1 | 11.68 | OH | AC | 121-150 | 138 | 1 | 1 | 478 |  | 2025-04-01
TRE-ERCOT |  | 59099 | Planned | Texas RE | Blessing to Celanese: 138 KV Line Rebuild | N | Reliability |  | BLESSING | CELANESE BAY CITY | AEP | 3278 | I | 1 | 11.54 | OH | AC | 121-150 | 138 | 1 | 1 | 478 |  | 2024-12-01
TRE-ERCOT |  | 73065 | Planned | Texas RE | Magana: Construct New Distribution Station | N | Other |  | Molina | Wormser | AEP | 3278 | I | 1 | 2.6 | OH | AC | 121-150 | 138 | 2 | 2 | 487 |  | 2025-03-01
TRE-ERCOT |  | 69281 | Planned | Texas RE | Angstrom to Naismith: Build New 345 kV Line | N | Reliability |  | Angstrom | Naismith | AEP | 3278 | I | 1 | 19 | OH | AC | 300-399 | 345 | 1 | 2 | 1750 |  | 2024-05-01
TRE-ERCOT |  | 73100 | Delayed - Economics | Texas RE | Asherton to Piloncillo: Rebuild 138 kV Line | N | Other |  | ASHERTON | PILONCILLO | AEP | 3278 | I | 1 | 13.43 | OH | AC | 121-150 | 138 | 1 | 1 | 487 | 2024-09-01 | 2025-12-01
TRE-ERCOT |  | 64856 | Planned | Texas RE | North Edinburg to Palmito: Build second circuit 345 kV line | N | Reliability | Economics / Congestion | North Edinburg | Palmito | ETT | 50174 | I | 0.5 | 48 | OH | AC | 300-399 | 345 | 2 | 2 | 1904 |  | 2024-05-01
TRE-ERCOT |  | 66101 | Planned | Texas RE | Del Sol - Frontera: Build new 345 kV Dbl Circuit Line | N | Reliability | Economics / Congestion | Del Sol | Frontera | ETT | 50174 | I | 0.5 | 36 | OH | AC | 300-399 | 345 | 2 | 2 | 2856 |  | 2026-05-01 | 50% owned by AEP
TRE-ERCOT |  | 68972 | Under Construction | Texas RE | Tiempo to Fowlerton: Build second circuit 345 kV line | N | Reliability | Economics / Congestion | Tiempo | Fowlerton | ETT | 50174 | I | 0.9 | 63.38 | OH | AC | 300-399 | 345 | 2 | 2 | 1904 |  | 2023-11-01 | 10% owned by Sharyland
TRE-ERCOT |  | 68968 | Under Construction | Texas RE | North Edinburg to Tiempo: Build second circuit 345 kV line | N | Reliability | Economics / Congestion | North Edinburg | Tiempo | ETT | 50174 | I | 1 | 78.52 | OH | AC | 300-399 | 345 | 2 | 2 | 1904 |  | 2023-12-01
TRE-ERCOT |  | 69709 | Planned | Texas RE | LCRATSC_Bearkat_NorthMcCamey_SandLake_TransmsissionLineAddition | N | Reliability | Other | North McCamey | Bearkat | LCRATSC/WETT | 11269 | O | 50% / 50% | 94 | OH | AC | 300-399 | 345 | 2 | 2 | 2988 |  | 2026-06-01 | Jointly owned (50% / 50%) with Wind Energy Transmission of Texas. Secondary Driver - Industrial load service.
TRE-ERCOT |  | 69709 | Planned | Texas RE | LCRATSC_Bearkat_NorthMcCamey_SandLake_TransmsissionLineAddition | N | Reliability | Other | North McCamey | Sandlake | LCRATSC/ONCOR | 11269 | O | 50% / 50% | 71 | OH | AC | 300-399 | 345 | 2 | 2 | 2988 |  | 2026-06-01 | Jointly owned (50% / 50%) with Oncor. Secondary Driver - Industrial load service.
TRE-ERCOT |  | 73053 | Conceptual | Texas RE | Wimberley Loop to New Substation | N | Reliability | Other | Wimberley | Cebolla Creek | PEC | 44372 | C | 1 | 13.44 | OH | AC | 121-150 | 138 | 1 | 2 | 219 |  | 2027-05-01
TRE-ERCOT |  | 63493 | Planned | Texas RE | Noelke to Schneeman Draw 2nd circuit | N | Reliability |  | Noelke | Schneeman Draw | STEC | 17583 | C | 1 | 15.8 | OH | AC | 300-399 | 345 | 1 | 2 | 1593 |  | 2023-06-01
TRE-ERCOT |  | 68974 | Planned | Texas RE | Second circuit from San Miguel to Fowlerton 345 kV | N | Reliability | Variable/Renewable Integration | San Miguel | Fowlerton | STEC | 17583 | C | 1 | 36.4 | OH | AC | 300-399 | 345 | 2 | 2 | 1593 |  | 2023-09-01
TRE-ERCOT |  | 63497 | Planned | Texas RE | Bakersfield to Cedar Canyon 2nd circuit | N | Reliability |  | Bakersfield | Cedar Canyon | STEC | 17583 | C | 1 | 21.1 | OH | AC | 300-399 | 345 | 1 | 2 | 1593 |  | 2023-09-01
TRE-ERCOT |  | 63495 | Planned | Texas RE | Cedar Canyon to Noelke 2nd circuit | N | Reliability |  | Cedar Canyon | Noelke | STEC | 17583 | C | 1 | 16 | OH | AC | 300-399 | 345 | 1 | 2 | 1593 |  | 2023-07-01
TRE-ERCOT |  | 67329 | Planned | Texas RE | San Miguel to Cruce 345 kV Double Circuit lines | N | Reliability | Variable/Renewable Integration | San Miguel | Cruce | STEC | 17583 | C | 1 | 265.6 | OH | AC | 300-399 | 345 | 2 | 2 | 1998 |  | 2027-01-01
TRE-ERCOT |  | 70943 | Conceptual | Texas RE | Double circuit 138kV tie between Pyote and Coyanosa | N | Reliability | Economics / Congestion | Pyote (bus # 38001) | Coyanosa (bus # 38380) | TNMP | 40051 | I | 1 | 15 | OH | AC | 121-150 | 138 | 1 | 2 | 717 |  | 2025-06-01 | This is a preliminary preferred solution for a pending RPG submittal to support new large loads in West Texas. TNMP currently anticipates that this will only be single circuit.
TRE-ERCOT |  | 73476 | Planned | Texas RE | TNMP_KERMIT_RECONDUCTOR | N | Other | Economics / Congestion | Wink 69kV (bus # 37920) | Kermit 2 (bus # 38250) | TNMP | 40051 | I | 1 | 10.8 | OH | AC | 121-150 | 138 | 1 | 1 | 191 |  | 2024-01-01 | Project is maintence driven. Will be constructed to 138kV standards, but operated at 69 kV and utilizing single 795 ACSS conductor. Project in MOD currently incorrecly indicates bundled conductor (383 MVA).
TRE-ERCOT |  | 73452 | Planned | Texas RE | TNMP_WINK_FISHHOOK_RECONDUCTOR_AC_4-5-2023 | N | Reliability | Economics / Congestion | Wink 138kV (bus # 37900) | Fishhook (bus # 38180) | TNMP | 40051 | I | 1 | 13.5 | OH | AC | 121-150 | 138 | 1 | 1 | 717 |  | 2023-11-01 | Planned project to support new large loads in West Texas.
TRE-ERCOT |  | 45399 | Planned | Texas RE | Bearkat Loop - Bearkat to Longshore | N | Economics / Congestion | Reliability | Bearkat | Longshore | WETT | 60066 | I | 0.5 | 26.98 | OH | AC | 300-399 | 345 | 1 | 1 | 1723 |  | 2023-11-01
TRE-ERCOT |  | 690709 | Planned | Texas RE | Bearkat - NorthMcCamey - SandLake Transmsission Line Addition | N | Economics / Congestion | Reliability | Bearkat | North McCamey | WETT | 60066 | I | 0.5 | 70.8 | OH | AC | 300-399 | 345 | 2 | 2 | 2988 |  | 2026-06-01
TRE-ERCOT |  | 5467 | Planned | Texas RE | Nacogdoches Southeast_Redland 345kV Line | N | Reliability | Other | Nacogdoches Southeast | Redland | ONCOR | 44372 | I | 1 | 13.4 | OH | AC | 300-399 | 345 | 1 | 2 | 1971 |  | 2024-05-01
TRE-ERCOT |  | 6304 | Conceptual | Texas RE | Shamburger North - Shamburger 345 kV Line | N | Reliability | Other | Shamburger North | Shamburger | ONCOR | 44372 | I | 1 | 10 | OH | AC | 300-399 | 345 | 1 | 2 | 1595 |  | 2026-05-01
TRE-ERCOT |  | 71180 | Planned | Texas RE | Hutto - Brushy Creek 138 kV Line | N | Reliability | Other | Hutto | Brushy Creek | ONCOR | 44372 | I | 1 | 11.6 | OH | AC | 121-150 | 138 | 1 | 2 | 614 |  | 2023-12-01
TRE-ERCOT |  | 70900E | Planned | Texas RE | Roanoke Area Upgrades (Establish Roanoke_Exchange 138 kV Line) | N | Reliability | Other | Roanoke Switch | Exchange Switch | ONCOR | 44372 | I | 1 | 11.4 | OH | AC | 121-150 | 138 | 1 | 2 | 765 |  | 2025-05-01
TRE-ERCOT |  | 5982 | Conceptual | Texas RE | Relocate existing Shamburger North - Shamburger 138 kV Line | N | Reliability | Other | Shamburger North | Shamburger | ONCOR | 44372 | I | 1 | 10 | OH | AC | 121-150 | 138 | 1 | 2 | 614 |  | 2026-05-01
WECC-AB |  |  | Completed | WECC | 1043L -- 786-2 - Energization 2 - new 904L (renumbered as 1043L) AltaLink | No | Reliability | Economic/Cogestion | 320P | 816S | AESO |  | I | AltaLink - 100% | 39.6187 | OH | AC | 200-299 | 240 | 1 | 1 | 989-1225 |  | 2016-09-01 | remvoed from service 12/5/2017
WECC-AB |  |  | Completed | WECC | 161L-10A -- 787-11 - Southern Alberta Transmission Reinforcement; Energization 11 - Blackie Area 138kV Upgrade | No | Variable/Renewable Integration | Economic/Cogestion | 255S | 504S | AESO |  | I | AltaLink - 100% | 38.7549 | OH | AC | 121-150 | 138 | 1 | 1 | 117-120 | 2016-05-28 | 2016-05-01
WECC-AB |  |  | Completed | WECC | 426-1;426-2;426-3;426-4 -- 813-11 - Red Deer Area Transmission Development; EN11 - Rebuild 80L from South Red Deer 194S to Red Deer 63S | No | Economics / Congestion | Reliability | 194S | 63S | AESO |  | I | AltaLink - 100% | 3.0571 | OH | AC | 121-150 | 138 | 1 | 1 | 174-237 | 2016-02-09 | 2016-09-01 | 426L
WECC-AB |  |  | Completed | WECC | 427-1;427-2 -- 813-121 - Red Deer Area Transmission Development; EN121 - Rebuild Red Deer 63S to Piper Creek 247S (427L) | No | Economics / Congestion | Reliability | 63S | 247S | AESO |  | I | AltaLink - 100% | 5.9279 | OH | AC | 121-150 | 138 | 1 | 1 | 252-314 | 2016-09-10 | 2016-09-01
WECC-AB |  |  | Completed | WECC | 674-10A;674-10B -- 787-6 - Southern Alberta Transmission Reinforcement; Energization 6 - Med Hat Area 138kV Line Development | No | Variable/Renewable Integration | Economic/Cogestion | 649S | 244S | AESO |  | I | AltaLink - 100% | 0.74565 | OH | AC | 121-150 | 138 | 1 | 1 | 81-165 | 2015-10-16 | 2016-12-01
WECC-AB |  |  | Completed | WECC | 676-10A -- 787-6 - Southern Alberta Transmission Reinforcement; Energization 6 - Med Hat Area 138kV Line Development | No | Variable/Renewable Integration | Economic/Cogestion | 523S | 244S | AESO |  | I | AltaLink - 100% | 31.0685 | OH | AC | 121-150 | 138 | 2 | 2 | 365-500 | 2016-12-05 | 2016-04-01
WECC-AB |  |  | Completed | WECC | 7L139-1 -- 811-4 - Central East Area Transmission Development; EN-4 - St. Paul Area Upgrades - St. Paul 707S and 7L139/7L70 in/out | No | Variable/Renewable Integration | Economic/Cogestion | 7LA139 | 819S | AESO |  | I | ATCO Electric - 100% | 24.2335 | OH | AC | 121-150 | 138 | 1 | 1 | 109-150 | 2016-05-25 | 2016-04-01
WECC-AB |  |  | Completed | WECC | 7L139-2 -- 811-4 - Central East Area Transmission Development; EN-4 - St. Paul Area Upgrades - St. Paul 707S and 7L139/7L70 in/out | No | Variable/Renewable Integration | Economic/Cogestion | 7LA139 | 707S | AESO |  | I | ATCO Electric - 100% | 28.5831 | OH | AC | 121-150 | 138 | 1 | 1 | 109-150 | 2016-05-25 | 2016-04-01
WECC-AB |  |  | Completed | WECC | 7L70-1a -- 811-4 - Central East Area Transmission Development; EN-4 - St. Paul Area Upgrades - St. Paul 707S and 7L139/7L70 in/out | No | Variable/Renewable Integration | Economic/Cogestion | 700S | 707S | AESO |  | I | ATCO Electric - 100% | 43.496 | OH | AC | 121-150 | 138 | 1 | 1 | 95-130 | 2016-05-25 | 2016-04-01
WECC-AB |  |  | Completed | WECC | 876L-10A -- 787-11 - Southern Alberta Transmission Reinforcement; Energization 11 - Blackie Area 138kV Upgrade | No | Variable/Renewable Integration | Economic/Cogestion | 253S | 179S | AESO |  | I | AltaLink - 100% | 32.3057 | OH | AC | 121-150 | 138 | 1 | 1 | 85-90 | 2016-05-28 | 2016-05-01
WECC-AB |  |  | Completed | WECC | 892-10A;892-10B -- 787-6 - Southern Alberta Transmission Reinforcement; Energization 6 - Med Hat Area 138kV Line Development | No | Variable/Renewable Integration | Economic/Cogestion | 895S | 244S | AESO |  | I | AltaLink - 100% | 39.5503 | OH | AC | 121-150 | 138 | 2 | 2 | 67-165 | 2016-12-13 | 2016-12-01
WECC-AB |  |  | Completed | WECC | 909L -- 786-5 - Energization 5 - 909L re-terminate back to Sundance | No | Reliability | Economic/Cogestion | 310P | 665S | AESO |  | I | AltaLink - 100% | 46.7769 | OH | AC | 200-299 | 240 | 1 | 1 | 481-599 | 2016-08-18 | 2016-09-01
WECC-AB |  |  | Completed | WECC | 1055L-20a -- 786-11 - Energization 11 - 8km of rebuild 904L (1043L) TransAlta | No | Reliability | Economic/Cogestion | 816S | E629S | AESO |  | I | AltaLink - 100% | 3.3678 | OH | AC | 200-299 | 240 | 1 | 1 | 416-527 | 2011-06-14 | 2017-07-01
WECC-AB |  |  | Completed | WECC | 1056L-10a, 1056L-10b -- 786-11 - Energization 11 - 8km of rebuild 904L (1043L) TransAlta | No | Reliability | Economic/Cogestion | E629S | 89S | AESO |  | I | AltaLink - 100% | 2.5663 | OH | AC | 200-299 | 240 | 1 | 1 | 416-527 | 2011-06-14 | 2017-07-01
WECC-AB |  |  | Completed | WECC | 1082-1 -- 813-34 - Red Deer Area Transmission Development; EN34 - New Hazelwood 240/138kV Substation 287S | No | Economics / Congestion | Reliability | 63S | 287S | AESO |  | I | AltaLink - 100% | 22.2264 | OH | AC | 200-299 | 240 | 2 | 2 | 481-599 | 2017-10-27 | 2017-03-01
WECC-AB |  |  | Completed | WECC | 1112-1 -- 850-2 - South and West of Edmonton Transmission Development; Energization 2 - New Saunders Lake 240/138kV Substation; re-terminate 910L; 914L; 780L & 858L at Saunders Lake; build lines between Nisku & proposed Saunders Lake; and reconfiguration | No | Reliability | Economic/Cogestion | 289S | 89S | AESO |  | I | AltaLink - 100% | 9.3827 | OH | AC | 200-299 | 240 | 2 | 2 | 550-610 | 2017-11-24 | 2017-07-01
WECC-AB |  |  | Completed | WECC | 1139-1;1139-2 -- 850-1 - South and West of Edmonton Transmission Development; Energization 1 - Harry Smith Sub | No | Reliability | Economic/Cogestion | 367S | PETROLIA | AESO |  | I | AltaLink - 100% | 13.6702 | OH | AC | 200-299 | 240 | 1 | 1 | 989-1225 |  | 2017-07-01
WECC-AB |  |  | Completed | WECC | 1140-1 -- 850-2 - South and West of Edmonton Transmission Development; Energization 2 - New Saunders Lake 240/138kV Substation; re-terminate 910L; 914L; 780L & 858L at Saunders Lake; build lines between Nisku & proposed Saunders Lake; and reconfiguration | No | Reliability | Economic/Cogestion | 289S | 89S | AESO |  | I | AltaLink - 100% | 9.3827 | OH | AC | 200-299 | 240 | 2 | 2 | 550-610 | 2017-11-24 | 2017-07-01
WECC-AB |  |  | Completed | WECC | 174-1a -- 850-3 - South and West of Edmonton Transmission Development; Energization 3 - New 138kV Lines from 780L to Cooking Lake & 174L; and reconfiguration of affected substations | No | Reliability | Economic/Cogestion | 197S | 289S | AESO |  | I | AltaLink - 100% | 41.0105 | OH | AC | 121-150 | 138 | 1 | 1 | 85-99 | 2017-12-11 | 2017-07-01
WECC-AB |  |  | Completed | WECC | 26.81L-1 -- 1354-1 - Foothills Area Transmission Development - Third Circuit; Sub Project 1 - All Equipment | No | Economics / Congestion | Reliability | SS-26 | SS-32 | AESO |  | I | Enmax - 100% | 5.903 | OH | AC | 121-150 | 138 | 1 | 1 | 267-287 | 2017-04-25 | 2017-09-01
WECC-AB |  |  | Completed | WECC | 41.84L-1 -- 1354-1 - Foothills Area Transmission Development - Third Circuit; Sub Project 1 - All Equipment | No | Economics / Congestion | Reliability | SS-54 | SS-41 | AESO |  | I | Enmax - 100% | 6.4933 | OH | AC | 121-150 | 138 | 1 | 1 | 287-287 | 2017-10-27 | 2017-09-01
WECC-AB |  |  | Completed | WECC | 419-1 -- 813-34 - Red Deer Area Transmission Development; EN34 - New Hazelwood 240/138kV Substation 287S | No | Economics / Congestion | Reliability | 214S | 287S | AESO |  | I | AltaLink - 100% | 1.8641 | OH | AC | 121-150 | 138 | 1 | 1 | 252-314 | 2017-10-27 | 2017-03-01
WECC-AB |  |  | Completed | WECC | 420-1 -- 813-34 - Red Deer Area Transmission Development; EN34 - New Hazelwood 240/138kV Substation 287S | No | Economics / Congestion | Reliability | 214S | 287S | AESO |  | I | AltaLink - 100% | 1.8641 | OH | AC | 121-150 | 138 | 1 | 1 | 252-314 | 2017-10-27 | 2017-03-01
WECC-AB |  |  | Completed | WECC | 423-1 -- 813-423 - Red Deer Area Transmission Development: 423L | No | Economics / Congestion | Reliability | 212S | 332S | AESO |  | I | AltaLink - 100% | 8.5563 | OH | AC | 121-150 | 138 | 1 | 1 | 252-314 | 2017-05-25 | 2017-03-01
WECC-AB |  |  | Completed | WECC | 446-1 -- 850-1 - South and West of Edmonton Transmission Development; Energization 1 - Harry Smith Sub | No | Reliability | Economic/Cogestion | 305S | 367S | AESO |  | I | AltaLink - 100% | 8.0778 | OH | AC | 121-150 | 138 | 2 | 2 | 354-466 | 2017-11-03 | 2017-07-01
WECC-AB |  |  | Completed | WECC | 452-1 -- 850-1 - South and West of Edmonton Transmission Development; Energization 1 - Harry Smith Sub | No | Reliability | Economic/Cogestion | 434S | 367S | AESO |  | I | AltaLink - 100% | 8.14 | OH | AC | 121-150 | 138 | 1 | 1 | 120-149 | 2017-12-05 | 2017-07-01
WECC-AB |  |  | Completed | WECC | 453-1 -- 850-1 - South and West of Edmonton Transmission Development; Energization 1 - Harry Smith Sub | No | Reliability | Economic/Cogestion | 305S | 367S | AESO |  | I | AltaLink - 100% | 8.0778 | OH | AC | 121-150 | 138 | 2 | 2 | 354-466 | 2017-11-03 | 2017-07-01
WECC-AB |  |  | Completed | WECC | 454-1 -- 850-2 - South and West of Edmonton Transmission Development; Energization 2 - New Saunders Lake 240/138kV Substation; re-terminate 910L; 914L; 780L & 858L at Saunders Lake; build lines between Nisku & proposed Saunders Lake; and reconfiguration | No | Reliability | Economic/Cogestion | 149S | 289S | AESO |  | I | AltaLink - 100% | 1.2427 | OH | AC | 121-150 | 138 | 2 | 2 | 354-466 | 2017-09-28 | 2017-07-01
WECC-AB |  |  | Completed | WECC | 455-1 -- 850-2 - South and West of Edmonton Transmission Development; Energization 2 - New Saunders Lake 240/138kV Substation; re-terminate 910L; 914L; 780L & 858L at Saunders Lake; build lines between Nisku & proposed Saunders Lake; and reconfiguration | No | Reliability | Economic/Cogestion | 149S | 289S | AESO |  | I | AltaLink - 100% | 1.2427 | OH | AC | 121-150 | 138 | 2 | 2 | 354-466 | 2017-09-28 | 2017-07-01
WECC-AB |  |  | Completed | WECC | 54.81L-1 -- 1354-1 - Foothills Area Transmission Development - Third Circuit; Sub Project 1 - All Equipment | No | Economics / Congestion | Reliability | SS-54 | SS-65 | AESO |  | I | Enmax - 100% | 6.5244 | OH | AC | 121-150 | 138 | 1 | 1 | 267-267 | 2017-10-27 | 2017-09-01
WECC-AB |  |  | Cancelled - Load Growth | WECC | 755L | No | Economics / Congestion | Reliability | 247S | 535S | AESO |  | I | AltaLink - 100% | 18.96 | OH | AC | 121-150 | 138 | 1 | 1 | 252-314 | 2017-02-27 | 2017-03-01
WECC-AB |  |  | Completed | WECC | 780-1a -- 850-3 - South and West of Edmonton Transmission Development; Energization 3 - New 138kV Lines from 780L to Cooking Lake & 174L; and reconfiguration of affected substations | No | Reliability | Economic/Cogestion | 38S | 522S | AESO |  | I | AltaLink - 100% | 28.8005 | OH | AC | 121-150 | 138 | 1 | 1 | 98-145 | 2017-12-11 | 2017-07-01
WECC-AB |  |  | Completed | WECC | 910-1a -- 850-2 - South and West of Edmonton Transmission Development; Energization 2 - New Saunders Lake 240/138kV Substation; re-terminate 910L; 914L; 780L & 858L at Saunders Lake; build lines between Nisku & proposed Saunders Lake; and reconfiguration | No | Reliability | Economic/Cogestion | 289S | 288S | AESO |  | I | AltaLink - 100% | 22.5558 | OH | AC | 200-299 | 240 | 2 | 2 | 466-599 | 2017-11-24 | 2017-07-01
WECC-AB |  |  | Completed | WECC | 914-1a -- 850-2 - South and West of Edmonton Transmission Development; Energization 2 - New Saunders Lake 240/138kV Substation; re-terminate 910L; 914L; 780L & 858L at Saunders Lake; build lines between Nisku & proposed Saunders Lake; and reconfiguration | No | Reliability | Economic/Cogestion | 289S | 86S | AESO |  | I | AltaLink - 100% | 19.8342 | OH | AC | 200-299 | 240 | 2 | 2 | 481-599 | 2017-11-24 | 2017-07-01
WECC-AB |  |  | Planned | WECC | 1004-1 -- 787-7 - Southern Alberta Transmission Reinforcement; Energization 7 - Castle Rock Ridge to Chapel Rock 240 kV Line | No | Variable/Renewable Integration | Economic/Cogestion | 205S | 491S | AESO |  | I | AltaLink - 100% | 24.8548 | OH | AC | 200-299 | 240 | 2 | 2 | 977-1334 |  | 2023-05-01 | planned ISD - 5/3/2023
WECC-AB |  |  | Planned | WECC | 1201-2b -- 787-7 - Southern Alberta Transmission Reinforcement; Energization 7 - Castle Rock Ridge to Chapel Rock 240 kV Line | Yes | Variable/Renewable Integration | Economic/Cogestion | 491S | 1201L | AESO |  | I | AltaLink - 100% | 3.7282 | OH | AC | 400-599 | 500 | 2 | 2 | 1222-3216 |  | 2023-05-01 | planned ISD - 5/3/2023
WECC-AB |  |  | Planned | WECC | 1235-1;1235-2 -- 787-7 - Southern Alberta Transmission Reinforcement; Energization 7 - Castle Rock Ridge to Chapel Rock 240 kV Line | No | Variable/Renewable Integration | Economic/Cogestion | 520S | 491S | AESO |  | I | AltaLink - 100% | 127.729 | OH | AC | 400-599 | 500 | 1 | 1 | 1222-3216 |  | 2023-05-01 | planned ISD - 5/3/2023
WECC-AB |  |  | Planned | WECC | 992-1 -- 787-7 - Southern Alberta Transmission Reinforcement; Energization 7 - Castle Rock Ridge to Chapel Rock 240 kV Line | No | Variable/Renewable Integration | Economic/Cogestion | 205S | 491S | AESO |  | I | AltaLink -- 100% | 24.8548 | OH | AC | 200-299 | 240 | 2 | 2 | 977-1334 |  | 2023-05-01 | planned ISD - 5/3/2023
WECC-AB |  |  | Completed | WECC | 9L01 -- 1186-1 Thickwoood and 240 kV Lines | No | Reliability | Economic/Cogestion | 951S | 848S | AESO |  | I | ATCO Electric - 100% | 22.8168 | OH | AC | 200-299 | 240 | 1 | 1 | 550-774 | 2018-04-27 | 2018-10-01
WECC-AB |  |  | Completed | WECC | 9L07 -- 1186-1 Thickwoood and 240 kV Lines | No | Reliability | Economic/Cogestion | 951S | 2011S | AESO |  | I | ATCO Electric - 100% | 35.7911 | OH | AC | 200-299 | 240 | 1 | 1 | 550-774 | 2018-04-27 | 2018-10-01
WECC-AB |  |  | Completed | WECC | 9L07-2 -- 1186-1 - Thickwood Hills 240 kV Transmission Development and Reactive Power Reinforcement; Energization 1 - Thickwoood and 240 kV Lines | No | Reliability | Economic/Cogestion | 951S | 2011S | AESO |  | I | ATCO Electric - 100% | 34.4923 | OH | AC | 200-299 | 240 | 1 | 1 | 550-842 |  | 2018-10-01 | seems like a duplicate of row 46
WECC-AB |  |  | Completed | WECC | 9L12 -- 1186-1 Thickwoood and 240 kV Lines | No | Reliability | Economic/Cogestion | 951S | 888S | AESO |  | I | ATCO Electric - 100% | 25.6254 | OH | AC | 200-299 | 240 | 2 | 2 | 550-774 | 2018-04-27 | 2018-10-01 | line name is 9L112
WECC-AB |  |  | Completed | WECC | 9L30 -- 1186-1 Thickwoood and 240 kV Lines | No | Reliability | Economic/Cogestion | 951S | 888S | AESO |  | I | ATCO Electric - 100% | 24.9916 | OH | AC | 200-299 | 240 | 2 | 2 | 550-774 | 2018-04-27 | 2018-10-01
WECC-AB |  |  | Completed | WECC | 9L30-1a;9L30-2a -- 1186-1 - Thickwood Hills 240 kV Transmission Development and Reactive Power Reinforcement; Energization 1 - Thickwoood and 240 kV Lines | No | Reliability | Economic/Cogestion | 888S | 951S | AESO |  | I | ATCO Electric - 100% | 24.482 | OH | AC | 200-299 | 240 | 1 | 1 | 416-632 |  | 2018-10-01
WECC-AB |  |  | Completed | WECC | 9L58-1a -- 1186-1 - Thickwood Hills 240 kV Transmission Development and Reactive Power Reinforcement; Energization 1 - Thickwoood and 240 kV Lines | No | Reliability | Economic/Cogestion | 848S | 951S | AESO |  | I | Unspecified Entrepreneur - 100% | 18.7654 | OH | AC | 200-299 | 240 | 2 | 2 | 550-842 |  | 2018-10-01
WECC-AB |  |  | Completed | WECC | 9L68-1 -- 1186-1 - Thickwood Hills 240 kV Transmission Development and Reactive Power Reinforcement; Energization 1 - Thickwoood and 240 kV Lines | No | Reliability | Economic/Cogestion | 888S | 951S | AESO |  | I | ATCO Electric - 100% | 24.482 | OH | AC | 200-299 | 240 | 2 | 2 | 550-842 |  | 2018-10-01
WECC-AB |  |  | Completed | WECC | 1045AL-10A, 1045AL-10B -- Keephills Area Transmission Re-configuration works | No | Reliability | Economic/Cogestion | 320P | 1045AL | AESO |  | I | AltaLink - 100% | 2.3457 | OH | AC | 200-299 | 240 | 1 | 1 | 603-745 | 2018-05-04 | 2018-05-01
WECC-AB |  |  | Completed | WECC | 12L41 -- 1590-1 Fort McMurray West 500 kV Transmission Project | No | Reliability | Economic/Cogestion | 951S | 939S | AESO |  | I | ATCO Electric - 100% | 62.1373 | OH | AC | 400-599 | 500 | 1 | 1 | 3500-3500 | 2022-01-01 | 2019-06-01
WECC-AB |  |  | Completed | WECC | 12L44 -- 1590-1 Fort McMurray West 500 kV Transmission Project | No | Reliability | Economic/Cogestion | 510S | 939S | AESO |  | I | ATCO Electric - 100% | 254.7628 | OH | AC | 400-599 | 500 | 1 | 1 | 3500-3500 | 2022-01-01 | 2019-06-01
WECC-AB |  |  | Completed | WECC | 12L41-10A -- 1655 Sunnybrook and Livock Interconnection with Fort McMurray West 500 kV Transmission Facilities | No | Reliability | Economic/Cogestion | 510S | 939S | AESO |  | I | AltaLink -- 100% | 0.14167 | OH | AC | 400-599 | 500 | 1 | 1 | 3200-3464 | 2022-01-01 | 2019-03-01
WECC-AB |  |  | Completed | WECC | 807L -- 1381 807L Capacity Increase | No | Economics / Congestion | Reliability | 233S | 807AL | AESO |  | I | AltaLink -- 100% | 2.56 | OH | AC | 121-150 | 138 | 1 | 1 | 175-217 |  |  | This project has congestion trigger which hasn't been reached.
WECC-AB |  |  | Completed | WECC | 2.84L--1456 Downtown Calgary Transmission Reinforcement | No | Reliability | Economic/Cogestion | SS-2 | SS-8 | AESO |  | I | Enmax - 100% | 3.28 | UG | AC | 121-150 | 138 | 1 | 1 | 300-300 | 2021-03-30 | 2021-10-01 | project completed
WECC-AB |  |  | Planned | WECC | 7L65-2a --1781 Provost to Edgerton & Nilrem to Vermilion Transmission Development | No | Reliability | Economic/Cogestion | 7L65 Tap | 2007S | AESO |  | I | ATCO Electric - 100% | 38.54 | OH | AC | 121-150 | 138 | 1 | 1 | 109-139 |  | 2023-12-31 | Delayed due to commission decision
WECC-AB |  |  | Planned | WECC | 7L205 --1781 Provost to Edgerton & Nilrem to Vermilion Transmission Development | No | Reliability | Economic/Cogestion | 710S | 2007S | AESO |  | I | ATCO Electric - 100% | 6.275 | OH | AC | 121-150 | 138 | 1 | 1 | 109-139 |  | 2023-12-31 | Delayed due to commission decision
WECC-AB |  |  | Planned | WECC | 7L233 --1781 Provost to Edgerton & Nilrem to Vermilion Transmission Development | No | Reliability | Economic/Cogestion | 574S | 2007S | AESO |  | I | ATCO Electric - 100% | 63.3799 | OH | AC | 121-150 | 138 | 1 | 1 | 365-455 |  | 2023-12-31 | Delayed due to commission decision
WECC-AB |  |  | Planned | WECC | 459AL --1781 Provost to Edgerton & Nilrem to Vermilion Transmission Development | No | Reliability | Economic/Cogestion | 267S | 459L Tap | AESO |  | I | AltaLink - 100% | 11.197 | OH | AC | 121-150 | 138 | 1 | 1 | 121-148 |  | 2023-12-31 | Delayed due to commission decision
WECC-AB |  |  | Planned | WECC | 459L-1 --1781 Provost to Edgerton & Nilrem to Vermilion Transmission Development | No | Reliability | Economic/Cogestion | 650S | 459L Tap | AESO |  | I | AltaLink - 100% | 11.8061 | OH | AC | 121-150 | 138 | 1 | 1 | 365-455 |  | 2023-12-31 | Delayed due to commission decision
WECC-AB |  |  | Planned | WECC | 459L-2 --1781 Provost to Edgerton & Nilrem to Vermilion Transmission Development | No | Reliability | Economic/Cogestion | 899S | 459L Tap | AESO |  | I | AltaLink - 100% | 18.6411 | OH | AC | 121-150 | 138 | 1 | 1 | 365-455 |  | 2023-12-31 | Delayed due to commission decision
WECC-BC |  |  | Completed | WECC | 5L6 (South Bank to Peace Canyon) |  | Economics / Congestion | Other | South Bank, BC | Peace Canyon, BC | BCH |  | S | 1 | 47 | OH | AC | 400-599 | 500 | 1 | 1 |  |  | 2022-07-01
WECC-BC |  |  | Planned | WECC | 5L15 (Site C to South Bank) |  | Economics / Congestion | Other | Site C, BC | South Bank, BC | BCH |  | S | 1 | 0.7 | OH | AC | 400-599 | 500 | 1 | 1 |  |  | 2023-07-01
WECC-BC |  |  | Planned | WECC | 5L16 (Site C to South Bank) |  | Economics / Congestion | Other | Site C, BC | South Bank, BC | BCH |  | S | 1 | 0.7 | OH | AC | 400-599 | 500 | 1 | 1 |  |  | 2023-10-01
WECC-BC |  |  | Planned | WECC | 5L17 (Site C to South Bank) |  | Economics / Congestion | Other | Site C, BC | South Bank, BC | BCH |  | S | 1 | 0.7 | OH | AC | 400-599 | 500 | 1 | 1 |  |  | 2023-09-01
WECC-BC |  |  | Conceptual | WECC | Downtown Vancouver Electricity Supply - West End Substation (2L25) |  | Economics / Congestion | Other | Cathedral Square | West End | BCH |  | S | 1 | 2.5 | UG | AC | 200-299 | 230 | 1 | 1 |  |  | 2030-05-01
WECC-BC |  |  | Conceptual | WECC | Downtown Vancouver Electricity Supply - East Vancouver Substation (2L33) |  | Economics / Congestion | Other | Horne-Payne | East Vancouver | BCH |  | S | 1 | 0.1 | UG | AC | 200-299 | 230 | 1 | 1 |  |  | 2030-05-01
WECC-BC |  |  | Conceptual | WECC | Downtown Vancouver Electricity Supply - East Vancouver Substation (2L34) |  | Economics / Congestion | Other | East Vancouver | West End | BCH |  | S | 1 | 0.1 | UG | AC | 200-299 | 230 | 1 | 1 |  |  | 2030-05-01
WECC-BC |  |  | Planned | WECC | Peace Canyon 5RX1 on 5L3 Replacement |  | Economics / Congestion | Other | Peace Canyon, BC | Kennedy, BC | BCH |  | S | 1 | 86 | OH | AC | 400-599 | 500 | 1 | 1 |  |  | 2027-07-01
WECC-BC |  |  | Planned | WECC | Vancouver Island 2L146 Cable Replacement |  | Reliability | Economic/Cogestion | Goward, BC | Horsey, BC | BCH |  | S | 1 | 4.4 | UG | AC | 200-299 | 230 | 1 | 1 |  |  | 2027-08-01
WECC-BC |  |  | Planned | WECC | Williston Shunt Elements on 5L7 Reconfiguration |  | Economics / Congestion | Other | Williston, BC | Williston, BC | BCH |  | S | 1 | 86 | OH | AC | 400-599 | 500 | 1 | 1 |  |  | 2027-04-01
WECC-BC |  |  | Planned | WECC | Transmission Line 2L90 Thermal Upgrade |  | Economics / Congestion | Other | Bridge River, BC | Kelly Lake, BC | BCH |  | S | 1 | 47 | OH | AC | 200-299 | 230 | 1 | 1 |  |  | 2026-10-01
WECC-BC |  |  | Planned | WECC | West Kelowna Transmission 1L240 Project (WKTP) |  | Reliability | Economic/Cogestion | Nicola, BC | West Bank, BC | BCH |  | S | 1 | 49 | OH | AC | 121-150 | 138 | 1 | 1 |  |  | 2028-07-01
WECC-BC |  |  | Planned | WECC | Customer's Mining 2L102-F Sectionalization Project (2L102) |  | Economics / Congestion | Other | Skeena, BC | Treaty Creek, BC | BCH |  | S | 1 | 175 | OH | AC | 200-299 | 287 | 1 | 1 |  |  | 2025-05-01
WECC-BC |  |  | Planned | WECC | Customer's Mining 2L102-F Sectionalization Project (2L377) |  | Economics / Congestion | Other | Treaty Creek, BC | Bob Quinn, BC | BCH |  | S | 1 | 0.1 | OH | AC | 200-299 | 287 | 1 | 1 |  |  | 2025-05-01
WECC-BC |  |  | Planned | WECC | Prince George Terrace Compensation (PGTC, 65% SC on 5L61, 5L62, and 5L63) |  | Economics / Congestion | Other | Williston, BC | Skeena, BC | BCH |  | S | 1 | 279 | OH | AC | 200-299 | 500 | 1 | 1 |  |  | 2026-10-01
WECC-BC |  |  | Planned | WECC | Fort St. John Transmission Reinforcement Project |  | Economics / Congestion | Other | South Bank, BC | Taylor, BC | BCH |  | S | 1 | 9.4 | OH | AC | 121-150 | 138 | 1 | 1 |  |  | 2029-03-31
WECC-CAMX |  |  | Completed | WECC | NRS-Scott 115 kV Line Reconductoring |  | Reliability |  | NRS | Scott | PGAE |  |  |  | 2.1 | OH | AC | 100-120 | 115 |  |  |  | 2019-02-01 | 2019-05-01
WECC-CAMX |  |  | Completed | WECC | Alamitos Energy Repower |  | Reliability |  | Alamitos |  | SCE |  |  |  | 0.01 |  |  | 200-299 | 220 |  |  |  | 2018-11-01 | 2020-01-01 | Phase 1: Alamitos Substation: Remove three (3) 220 kV positions (positions 2, 4, &amp; 13) at the Alamitos 220 kV Switchyard
WECC-CAMX |  |  | Completed | WECC | Cressey-North Merced 115 kV Line Addition |  | Reliability |  | Cressey | North Merced | PGAE |  |  |  | 30 | OH | AC | 100-120 | 115 |  |  |  | 2020-05-01 | 2020-05-01 | NA
WECC-CAMX |  |  | Completed | WECC | San Bruno Interchange Pipe-Type Cable Replacement Project |  | Reliability |  |  |  | PGAE |  |  |  | 1 | OH | AC | 100-120 | 115 |  |  |  | 2019-05-01 | 2020-05-01 | Install shoofly
WECC-CAMX |  |  | Completed | WECC | Smyrna-Semitropic-Midway 115 KV NERC Project |  | Reliability |  | Smyrna | Midway | PGAE |  |  |  | 22.3 | OH | AC | 100-120 | 115 |  |  |  | 2019-03-01 | 2021-03-01 | NA
WECC-CAMX |  |  | Completed | WECC | Wilson - Legrand 115 kV Reconductoring |  | Reliability |  | Wilson | Lengrand | PGAE |  |  |  | 14 | OH | AC | 100-120 | 115 |  |  |  | 2019-08-01 | 2021-04-01 | NA
WECC-CAMX |  |  | Completed | WECC | Wilson - Legrand 115 kV Reconductoring |  | Reliability |  | Wilson | Lengrand | PGAE |  |  |  | 14 | OH | AC | 100-120 | 115 |  |  |  | 2019-08-01 | 2021-04-01 | Duplicate
WECC-CAMX |  |  | Completed | WECC | Area Victory Substation 115 kV Load Interconnection Project |  | Reliability |  |  |  | PGAE |  |  |  | 0.45 | OH | AC | 100-120 | 115 |  |  |  | 2020-07-01 | 2021-04-28 | Construct 0.45 miles of 115 kV tap line from Fellows - Midsun 115 kV line, install two TSPs, one 115 kV gang operated switch
WECC-CAMX |  |  | Completed | WECC | Moorpark-Pardee 230 kV No. 4 Circuit - phase 5 |  | Reliability |  | Moorpark | Pardee | SCE |  |  |  | 26 | OH | AC | 200-299 | 230 |  |  |  | 2019-08-01 | 2021-05-01 | Pardee 230 kV: Four (4) disconnects rated at 4000A for new Moorpark #4 line.
WECC-CAMX |  |  | Completed | WECC | Moorpark-Pardee 230 kV No. 4 Circuit |  | Reliability |  | Moorpark | Pardee | SCE |  |  |  | 26 | OH | AC | 200-299 | 230 |  |  |  | 2019-08-01 | 2021-09-01 | Pardee 230 kV: Four (4) disconnects rated at 4000A for new Moorpark #4 line.
WECC-CAMX |  |  | Completed | WECC | Moorpark-Pardee 230 kV No. 4 Circuit phase 6a |  | Reliability |  | Moorpark | Pardee | SCE |  |  |  | 26 | OH | AC | 200-299 | 230 |  |  |  | 2019-08-01 | 2021-09-01 | Pardee 230 kV: Four (4) disconnects rated at 4000A for new Moorpark #4 line.
WECC-CAMX |  |  | Completed | WECC | Redwood Solar Farm (Q744) (P. was previously P.05600) |  | Variable/Renewable Integration | Reliability |  |  | PGAE |  |  |  | 0.01 |  |  | 100-120 | 115 |  |  |  | 2018-06-01 | 2021-12-01 | Install SCADA/EMS set up, metering, Direct Transfer Trip (DTT) scheme and one SCADA switch at the point of interconnection (POI)
WECC-CAMX |  |  | Completed | WECC | Borden 230 kV Voltage Support |  | Reliability |  | Borden |  | PGAE |  |  |  | 12.45 | OH | AC | 200-299 | 230 |  |  |  | 2019-06-01 | 2022-03-01 | NA
WECC-CAMX |  |  | Completed | WECC | Mesa 500 kV Substation Project |  | Reliability |  | Mesa |  | SCE |  |  |  | 0.01 |  |  | 400-599 | 500 |  |  |  | 2020-11-01 | 2022-03-01 | 4AA in Position 5W onto CBs 9052 and 8052
WECC-CAMX |  |  | Completed | WECC | Mesa 500 kV Substation Project |  | Reliability |  | Mesa |  | SCE |  |  |  | 0.01 |  |  | 400-599 | 500 |  |  |  | 2020-11-01 | 2022-03-01 | 4AA in Position 5W onto CBs 9052 and 8052
WECC-CAMX |  |  | Completed | WECC | Mesa 500 kV Substation Project |  | Reliability |  | Mesa |  | SCE |  |  |  | 0.01 |  |  | 400-599 | 500 |  |  |  | 2020-11-01 | 2022-03-01 | 4AA in Position 5W onto CBs 9052 and 8052
WECC-CAMX |  |  | Completed | WECC | Mesa 500 kV Substation Project |  | Reliability |  | Mesa |  | SCE |  |  |  | 0.01 |  |  | 400-599 | 500 |  |  |  | 2020-11-01 | 2022-03-01 | 4AA in Position 5W onto CBs 9052 and 8052
WECC-CAMX |  |  | Under Construction | WECC | Mosher Transmission Project |  | Reliability |  |  |  | PGAE |  |  |  | 11.9 | OH | AC | 100-120 | 115 |  |  |  | 2019-05-01 | 2027-08-18 | 60 kV line
WECC-CAMX |  |  | Conceptual | WECC | McCall-Reedley #2 115 kV Line |  | Reliability | Reliability | McCall | Reedley | PG&E |  | I |  | 15.19 | OH | AC | 100-120 | 115 |  |  |  | 2019-05-01 | 2022-04-01
WECC-CAMX |  |  | Completed | WECC | HUMB BAY-HUMB #1 RE-CONDUCTOR LINE |  | Reliability |  | Humb Bay | Humb | PGAE |  |  |  | 8.39 | OH | AC | 100-120 | 115 |  |  |  | 2016-11-01 | 2022-10-01 | NA
WECC-CAMX |  |  | Completed | WECC | Ravenswood-Cooley Landing 115kV reconductoring |  | Reliability |  | Ravenswood | Cooley Landing | PGAE |  |  |  | 1.8 | OH | AC | 100-120 | 115 |  |  |  | 1997-12-19 | 2023-01-31 | Reconductor approximately 1.8 miles of line on the Ravenswood-Cooley Landing 115 kV Line Nos. 1 and 2 with conductors 1,100 amps or greater.
WECC-CAMX |  |  | Planned | WECC | Southern Orange County Reliability Upgrade Project - Alternative 3 |  | Reliability | Reliability | SONGS | Capistrano | SDGE |  |  |  | 28.5 | OH | AC | 200-299 | 230 |  |  |  | 2017-07-01 | 2023-05-01
WECC-CAMX |  |  | Planned | WECC | Panoche -Oro Loma 115 kv Reconductoring |  | Reliability |  | Panoche | Ora Loma | PGAE |  |  |  | 17 | OH | AC | 100-120 | 115 |  |  |  | 2020-12-01 | 2023-06-01 | -
WECC-CAMX |  |  | Under Construction | WECC | Caribou #2 Grays Flat to Spanish Creek |  | Reliability |  | Caribou |  | PGAE |  |  |  | 12.5 | OH | AC | 100-120 | 115 |  |  |  | 2018-11-01 | 2023-11-01 | Reconductor 7.5 miles from Grays Flat to Spanish Creek
WECC-CAMX |  |  | Under Construction | WECC | Calcite NEW 220kV Substation (formerly Jasper) |  | Reliability |  | Calcite |  | SCE |  |  |  | 0.01 |  |  | 200-299 | 220 |  |  |  | 2020-02-01 | 2023-12-01 | Loop Lugo-Pisgah No1 - Create Calcite-Lugo
WECC-CAMX |  |  | Under Construction | WECC | Calcite NEW 220kV Substation (formerly Jasper) |  | Reliability |  | Calcite |  | SCE |  |  |  | 0.01 |  |  | 200-299 | 220 |  |  |  | 2020-02-01 | 2023-12-01 | Loop Lugo-Pisgah No1 - Create Calcite-Lugo
WECC-CAMX |  |  | Under Construction | WECC | Calcite NEW 220kV Substation (formerly Jasper) |  | Reliability |  | Calcite |  | SCE |  |  |  | 0.01 |  |  | 200-299 | 220 |  |  |  | 2020-02-01 | 2023-12-01 | Loop Lugo-Pisgah No1 - Create Calcite-Lugo
WECC-CAMX |  |  | Planned | WECC | Palermo – Wyandotte 115 kV Line Section Reconductoring Project |  | Reliability |  | Palermo | Wyandotte | PGAE |  |  |  | 0.05 | OH | AC | 100-120 | 115 |  |  |  | 2023-12-01 | 2023-12-01 | Reconductor the Wyandotte Pole 003/025 115 kV line section (~0.05 miles) with larger conductor and remove any limiting element.
WECC-CAMX |  |  | Under Construction | WECC | East Shore-Oakland J 115 kV Line Reconductoring Project |  | Reliability |  | East Shore | Oakland J | PGAE |  |  |  | 11 | OH | AC | 100-120 | 115 |  |  |  |  | 2023-12-01
WECC-CAMX |  |  | Conceptual | WECC | New Delaney-Colorado River 500 kV line | Yes | Economics / Congestion | Economics / Congestion | Delaney | Colorado | DCR Transmission |  |  |  | 125 | OH | AC | 400-599 | 500 |  |  |  | 2021-12-01 | 2024-04-01 | Undergoing Competitive Solicitation
WECC-CAMX |  |  | Planned | WECC | Rio Oso-Atlantic and Rio Oso - Gold Hill 200-299kV line reconductoring projuect (T1001) |  | Reliability | Reliability | Rio Oso | Gold Hill | PG&E |  | I | 1 | 46 | OH | AC | 200-299 | 230 |  |  |  | 2016-05-01 | 2024-04-01
WECC-CAMX |  |  | Planned | WECC | Wheeler Ridge Junction Substation |  | Reliability |  | Wheeler Ridge Junction |  | PGAE |  |  |  | 9 | OH | AC | 200-299 | 230 |  |  |  | 2020-05-01 | 2024-04-01 | -
WECC-CAMX |  |  | Planned | WECC | Lugo 500 kV 1AA and 2AA Banks on Breakers installation |  | Reliability |  | Lugo |  | SCE |  |  |  | 0.01 |  |  | 400-599 | 500 |  |  |  | 2021-06-01 | 2024-06-01 | Relocate Lugo-Rancho Vista 500kV line from Position 5 to Position 4
WECC-CAMX |  |  | Conceptual | WECC | Midway-Kern PP #2 230 kV Line |  | Reliability | Reliability | Midway | Kern | PG&E |  | I |  | 21.24 | OH | AC | 200-299 | 230 |  |  |  | 2019-05-01 | 2024-06-01
WECC-CAMX |  |  | Planned | WECC | Oleum-North Tower-Christie 115 kV Line Reconductoring Project |  | Reliability |  | Oleum | Christie | PGAE |  |  |  | 11.5 | OH | AC | 100-120 | 115 |  |  |  | 2022-07-01 | 2024-12-16
WECC-CAMX |  |  | Planned | WECC | Midway-Andrew 230 kV Substaton |  | Reliability |  | Midway | Andrew | PGAE |  |  |  | 0.01 |  |  | 200-299 | 230 |  |  |  | 2025-05-01 | 2026-05-01 | Loop-in the SLO-Santa Maria 115 kV line to Andrew and Mesa Substations
WECC-CAMX |  |  | Planned | WECC | Herndon-Bullard 115 kV Reconductoring |  | Reliability |  | Herndon | Bullard | PGAE |  |  |  | 23 | OH | AC | 100-120 | 115 |  |  |  | 2021-01-01 | 2026-12-01 | NA
WECC-CAMX |  |  | Planned | WECC | Kasson – Kasson Junction 1 115 kV Line Section Reconductoring Project |  | Reliability |  | Kasson | Kasson Junction | PGAE |  |  |  | 0.08 | OH | AC | 100-120 | 115 |  |  |  | 2023-12-01 | 2027-06-01
WECC-CAMX |  |  | Planned | WECC | Midway-Temblor 115 kV Line Reconductoring and Voltage Support Project |  | Reliability |  | Midway | Temblor | PGAE |  |  |  | 14.5 | OH | AC | 100-120 | 115 |  |  |  | 1997-12-19 | 2027-10-31 | Reconductor 14.5 miles of the Midway-Temblor 115 kV Line abd upgrade three switches.
WECC-CAMX |  |  | Planned | WECC | Ignacio Mare Island 115kV - Highway Sub to Cordelia Sub NERC Project |  | Reliability |  | Highway | Cordelia | PGAE |  |  |  | 9 | OH | AC | 100-120 | 115 |  |  |  | 2020-08-01 | 2027-12-01 | Reconductor 7.76 miles
WECC-CAMX |  |  | Planned | WECC | Ignacio-Mare Island 115kV - Ignacio Sub to Highway Sub NERC Project |  | Reliability |  | Ignacio | Highway | PGAE |  |  |  | 5.2 | OH | AC | 100-120 | 115 |  |  |  | 2021-12-01 | 2027-12-01 | Reconductor 13.8 miles
WECC-CAMX |  |  | Planned | WECC | San Jose Area HVDC 230 kV Line (Newark - NRS) |  | Reliability |  | Newark | NRS | PGAE |  |  |  | 8 | OH | DC | 200-299 | 230 |  |  |  |  | 2028-01-01 | Build HVDC line from Newark 230 kV to NRS 230 kV.
WECC-CAMX |  |  | Planned | WECC | San Jose Area HVDC 500 kV Line (Metcalf - San Jose) |  | Reliability |  | Metcalf | San Jose | PGAE |  |  |  | 13 | OH | DC | 400-599 | 500 |  |  |  |  | 2028-01-01 | Build HVDC line from Metcalf 500 kV to San Jose B 115 kV.
WECC-CAMX |  |  | Planned | WECC | Reconductor Delevan-Cortina 230kV line |  | Other |  | Delevan | Cortina | PGAE |  |  |  | 19.97 | OH | AC | 200-299 | 230 |  |  |  | 2009-01-05 | 2028-01-01 | Reconductor Delevan-Cortina 230kV line
WECC-CAMX |  |  | Planned | WECC | New Collinsville 500 kV substation: Collinsville - Pittsburg 230 kV Line 1 |  | Other |  | Collinsville | Pittsburg | PGAE |  |  |  | 6 | OH | AC | 200-299 | 230 |  |  |  |  | 2028-01-01 | The scope of this project includes a new 500/230 kV substation (Collinsville), looping in the Vaca Dixon - Tesla 500 kV line into the new substaiton, two 500/230 kV transformers, and two 230 kV cables connecting Collinsville to Pittsburg substation.
WECC-CAMX |  |  | Planned | WECC | New Collinsville 500 kV substation: Collinsville - Pittsburg 230 kV Line 2 |  | Other |  | Collinsville | Pittsburg | PGAE |  |  |  | 6 | OH | AC | 200-299 | 230 |  |  |  |  | 2028-01-01 | The scope of this project includes a new 500/230 kV substation (Collinsville), looping in the Vaca Dixon - Tesla 500 kV line into the new substaiton, two 500/230 kV transformers, and two 230 kV cables connecting Collinsville to Pittsburg substation.
WECC-CAMX |  |  | Planned | WECC | Reconductor Rio Oso - SPI Jct - Lincoln 115kV line |  | Other |  | Rio Oso | Lincoln | PGAE |  |  |  | 11.03 | OH | AC | 100-120 | 115 |  |  |  |  | 2028-01-01 | Reconductor Rio Oso-SPI Jct-Lincoln 115kV line
WECC-CAMX |  |  | Planned | WECC | New Manning 500 kV substation: Reconductor the Manning - Tranquility 230 kV lines |  | Other |  | Manning | Tranquility | PGAE |  |  |  | 11 | OH | AC | 200-299 | 230 |  |  |  |  | 2028-01-01 | The scope of this project includes a new 500/230 kV substation (Manning), looping in the Midway - Los Banos and Gates - Los Banos 500 kV lines into the new substaiton, two 500/230 kV transformers, looping in the Panoche - Tranquility 230 kV lines into the new substation and reconductor the Manning - Tranquility 230 kV lines, and a new double circuit 230 kV line from Manning to Tranquility substation
WECC-CAMX |  |  | Planned | WECC | New Manning 500 kV substation: Manning - Tranquility 230 kV Line 1 |  | Other |  | Manning | Tranquility | PGAE |  |  |  | 11 | OH | AC | 200-299 | 230 |  |  |  |  | 2028-01-01 | The scope of this project includes a new 500/230 kV substation (Manning), looping in the Midway - Los Banos and Gates - Los Banos 500 kV lines into the new substaiton, two 500/230 kV transformers, looping in the Panoche - Tranquility 230 kV lines into the new substation and reconductor the Manning - Tranquility 230 kV lines, and a new double circuit 230 kV line from Manning to Tranquility substation
WECC-CAMX |  |  | Planned | WECC | New Manning 500 kV substation: Manning - Tranquility 230 kV Line 2 |  | Other |  | Manning | Tranquility | PGAE |  |  |  | 11 | OH | AC | 200-299 | 230 |  |  |  |  | 2028-01-01 | The scope of this project includes a new 500/230 kV substation (Manning), looping in the Midway - Los Banos and Gates - Los Banos 500 kV lines into the new substaiton, two 500/230 kV transformers, looping in the Panoche - Tranquility 230 kV lines into the new substation and reconductor the Manning - Tranquility 230 kV lines, and a new double circuit 230 kV line from Manning to Tranquility substation
WECC-CAMX |  |  | Planned | WECC | Manteca-Ripon-Riverbank-Melones Area 115 kV Line Reconductoring Project |  | Reliability |  | Manteca | Ripon Jct | PGAE |  |  |  | 2.4 | OH | AC | 100-120 | 115 |  |  |  | 2019-07-02 | 2028-05-01 | Reconductor 2.4 miles between Manteca and Ripon Jct and 1.8 miles between Riverbank SW STA and Valley Home Tap.
WECC-CAMX |  |  | Planned | WECC | Manteca-Ripon-Riverbank-Melones Area 115 kV Line Reconductoring Project |  | Reliability |  | Riverbank SW STA | Valley Home Tap | PGAE |  |  |  | 1.8 | OH | AC | 100-120 | 115 |  |  |  | 2007-02-28 | 2028-05-01 | Reconductor 2.4 miles between Manteca and Ripon Jct and 1.8 miles between Riverbank SW STA and Valley Home Tap.
WECC-CAMX |  |  | Planned | WECC | Metcalf-Piercy, Swift-Metcalf, and Newark-Dixon Landing 115 kV Lines Reconductored |  | Reliability |  | Metcalf | Piercy | PGAE |  |  |  | 4.72 | OH | AC | 100-120 | 115 |  |  |  | 2000-08-30 | 2029-04-01 | Reconductor 115kV transmission lines
WECC-CAMX |  |  | Planned | WECC | Metcalf-Piercy, Swift-Metcalf, and Newark-Dixon Landing 115 kV Lines Reconductored |  | Reliability |  | Swift | Metcalf | PGAE |  |  |  | 8.86 | OH | AC | 100-120 | 115 |  |  |  | 1997-12-19 | 2029-04-01 | Reconductor 115kV transmission lines
WECC-CAMX |  |  | Planned | WECC | Metcalf-Piercy, Swift-Metcalf, and Newark-Dixon Landing 115 kV Lines Reconductored |  | Reliability |  | Newark | Dixon Landing | PGAE |  |  |  | 4.7 | OH | AC | 100-120 | 115 |  |  |  | 1997-12-19 | 2029-04-01 | Reconductor 115kV transmission lines
WECC-CAMX |  |  | Planned | WECC | Chapultepec entronque CPD - SRY | No | Reliability | Reliability | Chapultepec (CHQ) | Cerro Prieto Dos (CPD) | CFE - Mexico |  | F | 1 | 2.486 | OH | AC | 200-299 | 230 | 2 | 2 | 438 |  | 2025-07-01
WECC-CAMX |  |  | Planned | WECC | Chapultepec entronque CPD - SRY | No | Reliability | Reliability | Chapultepec (CHQ) | San Luis Rey (SRY) | CFE - Mexico |  | F | 1 | 2.486 | OH | AC | 200-299 | 230 | 2 | 2 | 438 |  | 2025-07-01
WECC-CAMX |  |  | Planned | WECC | Maneadero entronque CIP-KON | No | Reliability | Reliability | Maneadero (MND) | Cipres (CIP) | CFE - Mexico |  | F | 1 | 1.8645 | OH | AC | 100-120 | 115 | 2 | 2 | 179.3 |  | 2025-06-01
WECC-CAMX |  |  | Planned | WECC | Maneadero entronque CIP-KON | No | Reliability | Reliability | Maneadero (MND) | Cañon (KON) | CFE - Mexico |  | F | 1 | 1.8645 | OH | AC | 100-120 | 115 | 2 | 2 | 179.3 |  | 2025-06-01
WECC-CAMX |  |  | Planned | WECC | El Arrajal | No | Reliability | Reliability | El Arrajal (ARJ) | Cerro Prieto Dos (CPD) | CFE - Mexico |  | F | 1 | 77.688 | OH | AC | 200-299 | 230 | 2 | 2 | 438 |  | 2026-02-01
WECC-CAMX |  |  | Planned | WECC | El Arrajal | No | Reliability | Reliability | El Arrajal (ARJ) | San Felipe (SAF) | CFE - Mexico |  | F | 1 | 32.9397 | OH | AC | 100-120 | 115 | 2 | 2 | 179.3 |  | 2026-02-01
WECC-CAMX |  |  | Planned | WECC | Victoria Potencia | No | Reliability | Reliability | Victoria Potencia (VIC) | Chapultepec (CHQ) | CFE - Mexico |  | F | 1 | 6.8365 | OH | AC | 200-299 | 230 | 2 | 2 | 438 |  | 2024-12-30
WECC-CAMX |  |  | Planned | WECC | Libramiento | No | Reliability | Reliability | Libramiento (LIB) | Parque Industrial (PID) | CFE - Mexico |  | F | 1 | 0.1243 | OH | AC | 200-299 | 230 | 2 | 2 | 438 |  | 2024-12-30
WECC-CAMX |  |  | Planned | WECC | Libramiento | No | Reliability | Reliability | Libramiento (LIB) | San Luis Rey (SRY) | CFE - Mexico |  | F | 1 | 0.1243 | OH | AC | 200-299 | 230 | 2 | 2 | 438 |  | 2024-12-30
WECC-CAMX |  |  | Planned | WECC | Valle Potencia entronque RZC-PID | No | Reliability | Reliability | Valle Potencia (VPO) | Ruiz Cortines (RZC) | CFE - Mexico |  | F | 1 | 0.1243 | OH | AC | 151-199 | 161 | 2 | 2 | 293 |  | 2025-04-01
WECC-CAMX |  |  | Planned | WECC | Valle Potencia entronque RZC-PID | No | Reliability | Reliability | Valle Potencia (VPO) | Parque Industrial (PID) | CFE - Mexico |  | F | 1 | 0.1243 | OH | AC | 151-199 | 161 | 2 | 2 | 293 |  | 2025-04-01
WECC-CAMX |  |  | Planned | WECC | Valle Dorado entronque CIP-CEC | No | Reliability | Reliability | Valle Dorado (VLD) | Gallo (GLL) | CFE - Mexico |  | F | 1 | 0.6215 | OH | AC | 100-120 | 115 | 2 | 2 | 179.3 |  | 2025-06-01
WECC-CAMX |  |  | Planned | WECC | Valle Dorado entronque CIP-CEC | No | Reliability | Reliability | Valle Dorado (VLD) | Cipres (CIP) | CFE - Mexico |  | F | 1 | 0.6215 | OH | AC | 100-120 | 115 | 2 | 2 | 179.3 |  | 2025-06-01
WECC-CAMX |  |  | Planned | WECC | Paredones Potencia entronque GOR-RZC | No | Reliability | Reliability | Paredones Potencia (PAR) | Gonzalez Ortega (GOR) | CFE - Mexico |  | F | 1 | 9.5712 | OH | AC | 151-199 | 161 | 2 | 2 | 293 |  | 2025-04-01
WECC-CAMX |  |  | Planned | WECC | Paredones Potencia entronque GOR-RZC | No | Reliability | Reliability | Paredones Potencia (PAR) | Ruiz Cortines (RZC) | CFE - Mexico |  | F | 1 | 9.5712 | OH | AC | 151-199 | 161 | 2 | 2 | 293 |  | 2025-04-01
WECC-CAMX |  |  | Planned | WECC | Upgrade Valley-Rinaldi 230 kV Line 1 | N | Reliability | Economic/Cogestion | Valley Generating Station | Rinaldi Receiving Station | LADWP | 11208 | M | 1 | 7.86 | OH | AC | 200-299 | 230 | 2 | 3 | 761 | 2020-06-01 | 2028-04-01 | Upgrade Valley-Rinaldi 230 kV L1 and L1
WECC-CAMX |  |  | Planned | WECC | Upgrade Valley-Rinaldi 230 kV Line 2 | N | Reliability | Economic/Cogestion | Valley Generating Station | Rinaldi Receiving Station | LADWP | 11208 | M | 1 | 7.86 | OH | AC | 200-299 | 230 | 2 | 3 | 761 | 2020-06-01 | 2028-04-01 | Upgrade Valley-Rinaldi 230 kV L1 and L2
WECC-CAMX |  |  | Planned | WECC | New Valley-Rinaldi 230 kV Line 3 | N | Reliability | Economic/Cogestion | Valley Generating Station | Rinaldi Receiving Station | LADWP | 11208 | M | 1 | 7.86 | OH | AC | 200-299 | 230 |  | 3 | 761 |  | 2028-04-01 | New Valley-Rinaldi 230 kV L3
WECC-CAMX |  |  | Planned | WECC | PP1 - Haskell L1 | N | Reliability | Economic/Cogestion | Power Plant 1 | Haskell Canyon Switching Station | LADWP | 11208 | M | 1 | 8.7 | OH | AC | 100-120 | 115 | 2 | 2 | 494 | 2022-12-01 | 2023-04-25 | Move PP-Olive lines to Haskell
WECC-CAMX |  |  | Planned | WECC | Olympic -Pershing 230kV Cable B | N | Other | Economic/Cogestion | Olympic Receiving Station | Pershing Receiving Station | LADWP | 11208 | M | 1 | 8.47 | UG | AC | 200-299 | 230 | N/Appl. | N/Appl. | 439 | 2020-12-01 | 2024-04-08 | New Olympic -Pershing B
WECC-CAMX |  |  | Planned | WECC | Scattergood-Pershing 230kV Cable B | N | Other | Economic/Cogestion | Scattergood Generating Station | Pershing Receiving Station | LADWP | 11208 | M | 1 | 3.49 | UG | AC | 200-299 | 230 | N/Appl. | N/Appl. | 487 | 2020-12-01 | 2024-04-08 | New Scattergood-Pershing B
WECC-CAMX |  |  | Planned | WECC | Clearance Mitigation Upgrade for Victorville - Rinaldi Line 1 | N | Economics / Congestion | Reliability | Victorville Switching Station | Rinaldi Receiving Station | LADWP | 11208 | M | 1 | 85.84 | OH | AC | 400-599 | 500 | 1 | 1 | 1680 | 2023-03-01 | 2023-03-01 | Mitigate overhead to ground clearance to increase thermal rating from 1593\1593 to 1680\1965 MVA
WECC-CAMX |  |  | Planned | WECC | Olympic -Pershing 230kV Cable A | N | Other | Economic/Cogestion | Olympic Receiving Station | Pershing Receiving Station | LADWP | 11208 | M | 1 | 8.47 | UG | AC | 200-299 | 230 | N/Appl. | N/Appl. | 439 | 2020-12-01 | 2024-04-08 | looped Scattergood- Olympic Cable A to Pershing Recieveing Station
WECC-CAMX |  |  | Planned | WECC | Scattergood-Pershing 230 kV Cable A | N | Other | Economic/Cogestion | Scattergood Generating Station | Pershing Receiving Station | LADWP | 11208 | M | 1 | 3.49 | UG | AC | 200-299 | 230 | N/Appl. | N/Appl. | 487 | 2020-12-01 | 2024-04-08 | looped Scattergood- Olympic Cable A to Pershing Recieveing Station
WECC-CAMX |  |  | Planned | WECC | Upgrade Rinaldi-Tarzana 230 kV Line 1 | N | Reliability | Economic/Cogestion | Rinaldi Receiving Station | Tarzana Receiving Station | LADWP | 11208 | M | 1 | 10.3 | OH | AC | 200-299 | 230 | 3 | 3 | 761 | 2022-03-01 | 2025-04-15 | Upgrade Rinaldi-Tarzana 230 kV L1 and L2
WECC-CAMX |  |  | Planned | WECC | Upgrade Rinaldi-Tarzana 230 kV Line 2 | N | Reliability | Economic/Cogestion | Rinaldi Receiving Station | Tarzana Receiving Station | LADWP | 11208 | M | 1 | 10.35 | OH | AC | 200-299 | 230 | 3 | 3 | 761 | 2022-03-01 | 2025-04-15 | Upgrade Rinaldi-Tarzana 230 kV L1 and L2
WECC-CAMX |  |  | Planned | WECC | Upgrade McCullough – Victorville Transmission Line 1 | N | Economics / Congestion | Reliability | McCullough Switching Station | Victorville Switching Station | LADWP | 11208 | M | 1 | 161.68 | OH | AC | 400-599 | 500 | 1 | 1 | 2273 | 2024-12-31 | 2028-12-31 | As part of the WECC Path 46 (WOR) rating increase, the series capacitor and associated station equipment would need to be upgraded for LADWP to increase their entitlement on Path 46. Line Length for 1 line.
WECC-CAMX |  |  | Planned | WECC | Upgrade McCullough – Victorville Transmission Line 2 | N | Economics / Congestion | Reliability | McCullough Switching Station | Victorville Switching Station | LADWP | 11208 | M | 1 | 160.98 | OH | AC | 400-599 | 500 | 1 | 1 | 2273 | 2024-12-31 | 2028-12-31 | As part of the WECC Path 46 (WOR) rating increase, the series capacitor and associated station equipment would need to be upgraded for LADWP to increase their entitlement on Path 46. Line Length for 1 line.
WECC-CAMX |  |  | Planned | WECC | Upgrade McCullough – Victorville Series Compensation Line 1 | N | Economics / Congestion | Reliability | McCullough Switching Station | Victorville Switching Station | LADWP | 11208 | M | 1 | 161.68 | OH | AC | 400-599 | 500 | 1 | 1 | 2273 | 2024-12-31 | 2025-01-01 | As part of the WECC Path 46 (WOR) rating increase, the series capacitor and associated station equipment would need to be upgraded for LADWP to increase their entitlement on Path 46. Line Length for 1 line.
WECC-CAMX |  |  | Planned | WECC | Upgrade McCullough – Victorville Series Compensation Line 2 | N | Economics / Congestion | Reliability | McCullough Switching Station | Victorville Switching Station | LADWP | 11208 | M | 1 | 160.98 | OH | AC | 400-599 | 500 | 1 | 1 | 2273 | 2024-12-31 | 2025-01-01 | As part of the WECC Path 46 (WOR) rating increase, the series capacitor and associated station equipment would need to be upgraded for LADWP to increase their entitlement on Path 46. Line Length for 1 line.
WECC-CAMX |  |  | Planned | WECC | Clearance Mitigation Upgrade for Adelanto - Toluca Line 1 | N | Economics / Congestion | Reliability | Adelanto Switching Station | Toluca Receiving Station | LADWP | 11208 | M | 1 | 68.62 | OH | AC | 400-599 | 500 | 1 | 1 | 1860 | 2026-12-31 | 2026-12-31 | Mitigate overhead to ground clearance to increase thermal rating from 1792\2130 to 1860\2390 MVA
WECC-CAMX |  |  | Planned | WECC | Clearance Mitigation Upgrade Adelanto - Rinaldi Line 1 | N | Economics / Congestion | Reliability | Adelanto Switching Station | Rinaldi Switching Station | LADWP | 11208 | M | 1 | 77.57 | OH | AC | 400-599 | 500 | 1 | 1 | 1680 | 2025-04-10 | 2026-12-14 | Mitigate overhead to ground clearance to increase thermal rating from 1593\1593 to 1680\1965 MVA
WECC-CAMX |  |  | Planned | WECC | Upgrade Lugo-Victorville Line 1 & terminal equipment | N | Economics / Congestion | Reliability | Lugo Substation | Victorville Switching Station | LADWP | 11208 | M | 0.5 | 15.49 | OH | AC | 400-599 | 500 | 1 | 1 | 3213 | 2024-12-31 | 2024-11-08 | As part of Path 61 and to gain the increase of entitement on Path 46 (WOR), the Lugo-Victorville line requires upgrades to the transmission line and station equipment to raise its thermal ratings from 2519\2727 to 3213\3897 MVA.
WECC-CAMX |  |  | Planned | WECC | New Apex-Crystal Line 1 & Subsynchronous Resonance Protection | N | Economics / Congestion | Other | Apex Generating Station | Crystal Substation | LADWP | 11208 | M | 1 | 13 | OH | AC | 400-599 | 500 | N/Appl. | 1 | 2516 | 2022-03-01 | 2025-12-30 | New Line- Apex - Crystal Line 1
WECC-CAMX |  |  | Planned | WECC | Upgrade Tarzana - Olympic 1A and 1B - Conversion to 2-230kV lines( overhead portion) | N | Reliability | Economic/Cogestion | Tarzana Receiving Station | Olympic Receiving Station | LADWP | 11208 | M | 1 | 8.9 | OH | AC | 121-150 | 138 | 3 | 3 | 315 | 2024-12-01 | 2026-04-15 | Tarzana-Olympic Line 1A , Line 1A and 1B OH (part of Tarzana-Olympic Line 1) will be converted to 2 separate 230 kV lines
WECC-CAMX |  |  | Planned | WECC | Upgrade Tarzana - Olympic 1A and 1B - Conversion to 2-230kV lines (underground portion) | N | Reliability | Economic/Cogestion | Tarzana Receiving Station | Olympic Receiving Station | LADWP | 11208 | M | 1 | 3.21 | UG | AC | 121-150 | 138 | N/Appl. | N/Appl. | 315 | 2024-12-01 | 2026-04-15 | Tarzana-Olympic Line 1A , Line 1A and 1B UG (part of Tarzana-Olympic Line 1) will be converted to 2 separate 230 kV lines
WECC-CAMX |  |  | Planned | WECC | Upgrade Toluca-Hollywood Line 1 Overhead conductor | N | Reliability | Economic/Cogestion | Toluca Receiving Station | Hollywood Receiving Station | LADWP | 11208 | M | 1 | 6.73 | OH | AC | 200-299 | 230 | 2 | 2 | 405 | 2025-06-01 | 2027-03-30 | Toluca-Hollywood 230kV Line 1 reconfiguration to meet the Underground cable upgrade rating
WECC-CAMX |  |  | Planned | WECC | Upgrade Toluca-Hollywood Line 1 Underground Cable | N | Reliability | Economic/Cogestion | Toluca Receiving Station | Hollywood Receiving Station | LADWP | 11208 | M | 1 | 1.78 | UG | AC | 200-299 | 230 | N/Appl. | N/Appl. | 405 | 2025-06-01 | 2027-03-30 | Toluca-Hollywood 230kV Line 1 (underground cable portion only)
WECC-CAMX |  |  | Planned | WECC | Upgrade Valley-Toluca 230 kV Line 1 | N | Reliability | Economic/Cogestion | Valley Generating Station | Toluca Receiving Station | LADWP | 11208 | M | 1 | 7.01 | OH | AC | 200-299 | 230 | 2 | 3 | 761 | 2020-06-01 | 2026-04-01 | Re-conductor Valley-Toluca 230 kV L1 and L2
WECC-CAMX |  |  | Planned | WECC | Upgrade Valley-Toluca 230 kV Line 2 | N | Reliability | Economic/Cogestion | Valley Generating Station | Toluca Receiving Station | LADWP | 11208 | M | 1 | 6.85 | OH | AC | 200-299 | 230 | 2 | 3 | 761 | 2020-06-01 | 2026-04-01 | Re-conductor Valley-Toluca 230 kV L1 and L2
WECC-CAMX |  |  | Planned | WECC | New Valley-Toluca 230 kV Line 3 | N | Reliability | Economic/Cogestion | Valley Generating Station | Toluca Receiving Station | LADWP | 11208 | M | 1 | 7.01 | OH | AC | 200-299 | 230 | N/Appl. | 3 | 761 |  | 2026-04-01 | New Valley-Toluca 230 kV Line 3
WECC-CAMX |  |  | Planned | WECC | New Castaic - Haskell Line 230kV Line 3 | N | Reliability | Economic/Cogestion | Castaic Power Plant | Haskell Canyon Switching Station | LADWP | 11208 | M | 1 | 11.98 | OH | AC | 200-299 | 230 | N/Appl. | 2 | 761 |  | 2023-03-02 | New Castaic - Haskell Line 230kV L3
WECC-CAMX |  |  | Planned | WECC | New Haskell-Sylmar Line 2 & Station Equipment at Sylmar | N | Reliability | Economic/Cogestion | Haskell Canyon Switching Station | Sylmar Switching Station | LADWP | 11208 | M | 1 | 12.86 | OH | AC | 200-299 | 230 | N/Appl. | 1 | 972 |  | 2023-04-25 | New Haskell-Sylmar Line 2 & Station Equipment at Sylmar
WECC-CAMX |  |  | Planned | WECC | Upgrade Barren Ridge – Haskell Line 1 | N | Reliability | Economic/Cogestion | Barren Ridge Switching Station | Haskell Canyon Switching Station | LADWP | 11208 | M | 1 | 61.16 | OH | AC | 200-299 | 230 | 1 | 1 | 950 |  | 2024-07-22 | Upgrade Barren Ridge – Haskell Line 1
WECC-CAMX |  |  | Planned | WECC | Upgrade Toluca -Atwater Line 1 | N | Reliability | Economic/Cogestion | Toluca Receiving Station | Atwater Receiving Station | LADWP | 11208 | M | 1 | 8.26 | OH | AC | 200-299 | 230 | 1 | TBD | 1102 |  | 2029-05-01 | Upgrade Toluca -Atwater Line 1
WECC-CAMX |  |  | Planned | WECC | New Toluca -Atwater Line 2 | N | Reliability | Economic/Cogestion | Toluca Receiving Station | Atwater Receiving Station | LADWP | 11208 | M | 1 | 8.26 | OH | AC | 200-299 | 230 | N/Appl. | TBD | 1102 |  | 2029-05-01 | New Toluca -Atwater Line 2
WECC-CAMX |  |  | Planned | WECC | Upgrade Rinaldi - Airway Line 1 | N | Reliability | Economic/Cogestion | Rinaldi Receiving Station | Airway Receiving Station | LADWP | 11208 | M | 1 | 16 | OH | AC | 200-299 | 230 | 2 | TBD | 1102 |  | 2029-12-31 | Upgrade Rinaldi - Airway Line 1
WECC-CAMX |  |  | Planned | WECC | Upgrade Rinaldi - Airway Line 2 | N | Reliability | Economic/Cogestion | Rinaldi Receiving Station | Airway Receiving Station | LADWP | 11208 | M | 1 | 16.14 | OH | AC | 200-299 | 230 | 2 | TBD | 1102 |  | 2029-12-31 | Upgrade Rinaldi - Airway Line 2
WECC-NW |  |  | Planned | WECC | Evergreen-Helvetia 100-200kV Line | No | Reliability | Economic/Cogestion | Evergreen | Helvetia | PGN | 15248 | I | PGE 100 % | 3.1 | OH | AC | 100-120 | 115 | 1 | 1 | 337 | 2022-03-01 | 2024-05-01 | Reconfiguration of Helvetia-Shute 115kV into new Evergreen 115kV substation
WECC-NW |  |  | Planned | WECC | Evergreen-Harborton 200-299kV Line | No | Reliability | Economic/Cogestion | Evergreen | Harborton | PGN | 15248 | I | PGE 100 % | 9.92 | OH | AC | 200-299 | 230 | 1 | 1 | 609 | 2022-03-01 | 2024-10-01 | Reconfiguration of Evergreen-St Marys-Trojan 230kV into Harborton
WECC-NW |  |  | Planned | WECC | Evergreen-Sunset 100-200kV Line | No | Reliability | Economic/Cogestion | Evergreen | Sunset | PGN | 15248 | I | PGE 100 % | 2.02 | OH | AC | 100-120 | 115 | 1 | 1 | 337 | 2022-03-01 | 2024-11-01 | Reconfiguring the Rock Creek-Shute-Sunset 115kV line into the Evergreen-Rock Creek 115kV and Evergreen-Sunset 115kV lines
WECC-NW |  |  | Planned | WECC | Franktown Substation | No | Other |  | Castle Rock | Franktown | CORE | 9336 |  | 100 | 4.8 | OH | AC | 100-120 | 115 | 1 | 1 | TBD | 2022-04-01 | 2022-04-01 | Under study to determine line rating
WECC-NW |  |  | Planned | WECC | Franktown Substation | No | Other |  | Franktown | Bayou | CORE | 9336 |  | 100 | 2.6 | OH | AC | 100-120 | 115 | 1 | 1 | TBD | 2022-04-01 | 2022-04-01 | Under study to determine line rating
WECC-NW |  |  | Planned | WECC | West Tracy - Comstock Meadows 345 kV | No | Reliability |  | Reno, NV | Reno, NV | NEVP | 13407 | I | 1 | 11 | OH | AC | 300-399 | 345kV | 1 | 1 | 1207 | 2022-05-01 | 2022-05-01 | W Tracy - Comstock Meadows 345kV is proposed in place of this line.
WECC-NW |  |  | Planned | WECC | Cheyenne Prairie - Sweetgrass 115 kV #1 | No | Reliability |  | Cheyenne Prairie Generation Station 115 kV | Sweetgrass 115 kV | CLFP |  | I | 100 | 8.1 | OH | AC | 100-120 | 115 | 2 | 2 | 285 | 2022-06-01 | 2022-06-01 | New double circuit from Cheyenne Prairie to Sweetgrass to Bison. Sweetgrass and Bison are new substations. Sweetgrass engergized after Bison.
WECC-NW |  | 14 | Planned | WECC | Cheyenne Prairie - Sweetgrass 115 kV #2 | No | Reliability |  | Cheyenne Prairie Generation Station 115 kV | Sweetgrass 115 kV | CLFP |  | I | 100 | 8.1 | OH | AC | 100-120 | 115 | 2 | 2 | 285 | 2022-06-01 | 2022-06-01 | New double circuit from Cheyenne Prairie to Sweetgrass to Bison. Sweetgrass and Bison are new substations. Sweetgrass engergized after Bison.
WECC-NW |  | 15 | Planned | WECC | Sweetgrass - Bison 115 kV #1 | No | Reliability |  | Sweetgrass 115 kV | Bison 115 KV | CLFP |  | I | 100 | 1.7 | OH | AC | 100-120 | 115 | 2 | 2 | 285 | 2022-06-01 | 2022-06-01 | New double circuit from Cheyenne Prairie to Sweetgrass to Bison. Sweetgrass and Bison are new substations. Sweetgrass engergized after Bison.
WECC-NW |  |  | Planned | WECC | Sweetgrass - Bison 115 kV #1 | No | Reliability |  | Sweetgrass 115 kV | Bison 115 KV | CLFP |  | I | 100 | 1.7 | OH | AC | 100-120 | 115 | 2 | 2 | 285 | 2022-06-01 | 2022-06-01 | New double circuit from Cheyenne Prairie to Sweetgrass to Bison. Sweetgrass and Bison are new substations. Sweetgrass engergized after Bison.
WECC-NW |  |  | Planned | WECC | Mirasol - Thunderwolf | No | Variable/Renewable Integration | Reliability | Mirasol | Thunderwolf | PSC | 15466 | I | 1 | 0.17 | OH | AC | 200-299 | 230 | 1 | 1 | 318 | 2022-06-01
WECC-NW |  |  | Planned | WECC | Greenwood - Arapahoe - Denver Terminal 230kV | No | Reliability |  | Greenwood | Denver Terminal | PSC | 15466 | I | 100 | 15 | OH | AC | 200-299 | 230 | 1 | 1 | TBD | 2022-10-01 | 2023-03-01 | Project will also interface with Arapahoe Substaion and some 115kV transmission
WECC-NW | N/A | N/A | Planned | WECC | Canemah-Mt Pleasant 100-200kV Line | No | Reliability | Economic/Cogestion | Canemah | Mt Pleasant | PGN | 15248 | I | PGE 100 % | 1.3 | OH | AC | 100-120 | 115 | 1 | 1 | 219 | 2022-11-01 | 2029-11-01 | Reconfiguration of Canemah-McLoughlin 115kV - insert Mt Pleasant into Canemah-Carver 115kV line
WECC-NW |  |  | Planned | WECC | Campstool - Cheyenne Prairie 115 kV #1 | No | Reliability |  | Campstool 115 kV | Cheyenne Prairie Generation Station 115 kV | CLFP |  | I | 100 | 2.3 | OH | AC | 100-120 | 115 | 2 | 2 | 285 | 2022-12-01 | 2022-12-01 | New 115 kVdouble circuit from Campstool to Cheyenne Prairie .
WECC-NW |  |  | Planned | WECC | Campstool - Cheyenne Prairie 115 kV #2 | No | Reliability |  | Campstool 115 kV | Cheyenne Prairie Generation Station 115 kV | CLFP |  | I | 100 | 2.3 | OH | AC | 100-120 | 115 | 2 | 2 | 285 | 2022-12-01 | 2022-12-01 | New 115 kVdouble circuit from Campstool to Cheyenne Prairie .
WECC-NW |  |  | Planned | WECC | Lookout - Wyodak 230 kV Rebuild | No | Reliability |  | Lookout 200-299 kV Sub | Wyodak 200-299 kV Sub | BHP |  | I | 100 | 85 | OH | AC | 200-299 | 230 | 1 | 1 | 590 | 2022-12-01 | 2023-04-01 | Line Rebuild
WECC-NW |  |  | Planned | WECC | Butler-Orenco 100-200kV Line | No | Reliability | Economic/Cogestion | Butler | Orenco | PGN | 15248 | I | PGE 100 % | 1.26 | OH | AC | 100-120 | 115 | 1 | 1 | 443 | 2022-12-01 | 2023-05-01 | After Orenco substation rebuild, line rating increased
WECC-NW |  |  | Planned | WECC | Groveland-Orenco 100-200kV Line | No | Reliability | Economic/Cogestion | Groveland | Orenco | PGN | 15248 | I | PGE 100 % | 3.7 | OH | AC | 100-120 | 115 | 2 | 2 | 337 | 2022-12-01 | 2027-04-01 | Construct a new Groveland-Orenco 115kV line
WECC-NW |  |  | Planned | WECC | Main-Roseway 100-200kV Line | No | Reliability | Economic/Cogestion | Main | Roseway | PGN | 15248 | I | PGE 100 % | 3.1 | OH | AC | 100-120 | 115 | 1 | 1 | 337 | 2022-12-01 | 2027-04-01 | Construct a new Main-Roseway 115kV Line
WECC-NW |  |  | Planned | WECC | Sweetgrass 115 kV substation | No | Reliability |  | NA | NA | CLFP |  | I | 100 | 0.01 | OH | AC | 100-120 | 115 | NA | NA | NA | 2023-03-01 | 2023-03-01 | New Sweetgrass Substation
WECC-NW |  |  | Planned | WECC | Spruce - High Point - Imboden | No | Other |  | Spruce | Imboden | PSC | 15466 | I | 1 | 0.01 | OH | AC | 200-299 | 230 | 1 | 1 | TBD | 2023-05-01 |  | Add High Point substation
WECC-NW |  |  | Planned | WECC | Sweetgrass - South Cheyenne 115 kV | No | Reliability |  | Sweetgrass 115 kV | South Cheyenne 115 kV | CLFP |  | I | 100 | 1.6 | OH | AC | 100-120 | 115 | 2 | 2 | 285 | 2023-06-01 | 2023-06-01 | New Sweetgrass - South Cheyenne 115 kV line build on double circuit structure to accomidate future 230 kV line
WECC-NW |  |  | Planned | WECC | Pueblo Plant - Rodrigues 115 kV | No | Reliability |  | Pueblo Plant 115 kV | Rodrigues 115 kV | BHCE | 20101 | I | 100 | 0.01 | OH | AC | 100-120 | 115 | TBD | TBD | 159 | 2023-06-01 | 2026-06-01 | Cut the existing Pueblo Plant - Reader 115 kV line and loop into a new Rodrigues 115 kV load serving substation
WECC-NW |  |  | Planned | WECC | Reader - Rodrigues 115 kV | No | Reliability |  | Reader 115 kV | Rodrigues 115 kV | BHCE | 20101 | I | 100 | 0.01 | OH | AC | 100-120 | 115 | TBD | TBD | 221 | 2023-06-01 | 2026-06-01 | Cut the existing Pueblo Plant - Reader 115 kV line and loop into a new Rodrigues 115 kV load serving substation
WECC-NW |  |  | Planned | WECC | Neptune - Tundra | No | Variable/Renewable Integration | Reliability | Neptune | Tundra | PSC | 15466 | I | 1 | 0.17 | OH | AC | 300-399 | 345 | 1 | 1 | 359 | 2023-06-01
WECC-NW |  |  | Planned | WECC | Evergreen-Rock Creek 100-200kV Line | No | Reliability | Economic/Cogestion | Evergreen | Rock Creek | PGN | 15248 | I | PGE 100 % | 6.58 | OH | AC | 100-120 | 115 | 1 | 1 | 198 | 2023-12-01 | 2024-11-01 | Reconfiguring the Rock Creek-Shute-Sunset 115kV line into the Evergreen-Rock Creek 115kV and Evergreen-Sunset 115kV lines
WECC-NW |  |  | Planned | WECC | Urban Industrial Disconnection from 115-kV Transmission System and New Connection to 230-kV Transmission System | No | Reliability |  | Urban Industrial | Lincoln Rock, Rapids | Douglas PUD | 5326 | M | 1 | 0.01 | OH | AC | 200-299 | 230 | 1 | 1 | 683 | 2023-12-01
WECC-NW |  |  | Planned | WECC | Rapids-Hanna-Valhalla 115-kV Line Reconductor | Yes | Reliability |  | Rapids | Valhalla | Douglas PUD | 5326 | M | 1 | 3.27 | OH | AC | 100-120 | 115 | 1 | 1 | 339 | 2023-12-29
WECC-NW |  | 16 | Planned | WECC | Rebuild Heyburn Jct-Heyburn 138kV | N | Reliability | Other | Heyburn Junction | Heyburn Substation | IPC | 9191 | I | 1 | 9 | OH | AC | 121-150 | 138 | 1 | 1 | 208 | 2024-03-01 | 2024-03-01 | Rebuild existing Heyburn Juction - Heyburn 138kV line section of Adelaide-Heyburn-Paul 138kV Line
WECC-NW |  | 17 | Planned | WECC | Meridian-Tonquin 100-200kV Line | No | Reliability | Economic/Cogestion | Meridian | Tonquin | PGN | 15248 | I | PGE 100 % | 3.6 | OH | AC | 100-120 | 115 | 1 | 1 | 198 | 2024-03-01 | 2024-04-01 | Reconfigure the existing Meridian-Sherwood 115kV line into Tonquin substation
WECC-NW |  | 18 | Planned | WECC | Sherwood-Tonquin 100-200kV Line | No | Reliability | Economic/Cogestion | Sherwood | Tonquin | PGN | 15248 | I | PGE 100 % | 2.1 | OH | AC | 100-120 | 115 | 1 | 1 | 225 | 2024-03-01 | 2025-04-01 | Reconfigure the existing Meridian-Sherwood 115kV line into Tonquin substation
WECC-NW |  | 19 | Planned | WECC | Citadel Substation | No | Other |  | Citadel | Dawson Ridge | CORE | 9336 |  | 100 | 0.01 | OH | AC | 100-120 | 115 | 1 | 2 | TBD | 2024-04-01 | 2024-04-01 | Under study to determine line rating
WECC-NW |  | 20 | Planned | WECC | Citadel Substation | No | Other |  | Wolfensburger | Citadel | CORE | 9336 |  | 100 | 0.01 | OH | AC | 100-120 | 115 | 1 | 2 | TBD | 2024-04-01 | 2024-04-01 | Under study to determine line rating
WECC-NW |  | 21 | Planned | WECC | Midway - Front Range | No | Variable/Renewable Integration | Reliability | Midway | Front Range | PSC | 15466 | I | 1 | 0.01 | OH | AC | 100-120 | 115 | 1 | 1 | 171 | 2024-04-01
WECC-NW |  | 22 | Planned | WECC | Evergreen-St Marys-Trojan 200-299kV Line | No | Reliability | Economic/Cogestion | Evergreen | Junction | PGN | 15245 | I | PGE 100 % | 5.32 | OH | AC | 200-299 | 230 | 1 | 1 | 886 | 2024-05-01 | 2024-05-01 | The 3-terminal Horizon-St Marys-Trojan line will move the Horizon terminal to Evergreen substation when it is energized
WECC-NW |  | 23 | Planned | WECC | Evergreen-St Marys-Trojan 200-299kV Line | No | Reliability | Economic/Cogestion | St Marys | Junction | PGN | 15246 | I | PGE 100 % | 3.76 | OH | AC | 200-299 | 230 | 1 | 1 | 609 | 2024-05-01 | 2024-05-01 | The 3-terminal Horizon-St Marys-Trojan line will move the Horizon terminal to Evergreen substation when it is energized
WECC-NW |  | 24 | Planned | WECC | Evergreen-St Marys-Trojan 200-299kV Line | No | Reliability | Economic/Cogestion | Trojan | Junction | PGN | 15247 | I | PGE 100 % | 37.48 | OH | AC | 200-299 | 230 | 1 | 1 | 609 | 2024-05-01 | 2024-05-01 | The 3-terminal Horizon-St Marys-Trojan line will move the Horizon terminal to Evergreen substation when it is energized
WECC-NW |  | 25 | Planned | WECC | Marcy - Titan - Waterton | No | Reliability |  | Marcy | Waterton | PSC | 15466 | I | 1 | 0.01 | OH | AC | 200-299 | 230 | 1 | 1 | 506 | 2024-05-01 |  | Adding Titan substation
WECC-NW |  | 26 | Planned | WECC | Campstool - Allison Draw 115 kV | No | Reliability | Economic | Campstool 115 kV | Allision Draw 115 kV | CLFP |  | I | 100 | 0.01 | OH | AC | 100-120 | 115 | 2 | 2 | 285 | 2024-06-01 | 2024-06-01 | Loop the planned Campstool - Cheyenne Prairie 115 kV #2 line in and out of new Allision Draw substation
WECC-NW |  | 27 | Planned | WECC | Allison Draw - Cheyenne Prairie 1115 kV | No | Reliability | Economic | Allision Draw 115 kV | Cheyenne Prairie Generation Station 115 kV | CLFP |  | I | 100 | 0.01 | OH | AC | 100-120 | 115 | 2 | 2 | 285 | 2024-06-01 | 2024-06-01 | Loop the planned Campstool - Cheyenne Prairie 115 kV #2 line in and out of new Allision Draw substation
WECC-NW |  | 28 | Planned | WECC | Allison Draw 115 kV substation | No | Reliability | Economic | NA | NA | CLFP |  | I | 100 | 0.01 | OH | AC | 100-120 | 115 | NA | NA | NA | 2024-06-01 | 2024-06-01 | New Allison Draw Substation. Relocate Crow Creek load.
WECC-NW |  | 29 | Planned | WECC | Project Brisbie | N | Other | Other | Danskin Substation | Hubbard Substation | IPC | 9191 | I | 1 | 39 | OH | AC | 200-299 | 230 | 1 | 1 | 559 | 2024-06-01 | 2024-06-01 | Split the existing Danskin-Hubbard line for new "PVS1 Substation" and "Cole Substation" to integrate large load customer and solar project. Existing line become Danskin-PVS1, PVS1-Cole and Cole-Hubbard lines
WECC-NW |  | 30 | Planned | WECC | Project Brisbie | N | Other | Other | Danskin Substation | PVS1 | IPC | 9191 | I | 1 | 34 | OH | AC | 200-299 | 230 | 1 | 1 | 559 | 2024-06-01 | 2024-06-01 | Split the existing Danskin-Hubbard line for new "PVS1 Substation" to integrate solar project
WECC-NW |  |  | Planned | WECC | Project Brisbie | N | Variable/Renewable Integration | Other | PVS1 | Cole Substation | IPC | 9191 | i | 1 | 1 | OH | AC | 200-299 | 230 | 1 | 1 | 559 | 2024-06-01 | 2024-06-01 | Split the existing Danskin-Hubbard line for new "Cole Substation" to integrate large load customer
WECC-NW |  |  | Planned | WECC | Project Brisbie | N | Other | Other | Cole Substation | Hubbard Substation | IPC | 9191 | I | 1 | 5 | OH | AC | 200-299 | 230 | 1 | 1 | 559 | 2024-06-01 | 2024-06-01 | Split the existing Danskin-Hubbard line for new "Cole Substation" to integrate large load customer
WECC-NW |  |  | Planned | WECC | Cloverly - Collins St | No | Reliability |  | Cloverly | Collins | PSC | 15466 | I | 1 | 0.01 | OH | AC | 100-120 | 115 | 1 | 1 | 220 | 2024-06-01 |  | Add Collins St substation
WECC-NW |  |  | Planned | WECC | Bison - Orchard Valley 115 kV | No | Reliability | Economic | Bison 115 KV | Orchard Valley 115 kV | CLFP |  | I | 100 | 0.01 | OH | AC | 100-120 | 115 | Unknown | Unknown | 285 | 2024-09-01 | 2024-09-01 | New Bison - Orchard Valley 115 kV line
WECC-NW |  | Planned | Planned | WECC | Orchard Valley - King Ranch 115 kV | No | Reliability | Economic | Orchard Valley 115 kV | King Ranch 115 kV | CLFP |  | I | 100 | 0.01 | OH | AC | 100-120 | 115 | Unknown | Unknown | 285 | 2024-09-01 | 2024-09-01 | New Orchard Valley - King Ranch 115 kV line. Cut and tie into existing King Ranch - West Cheyenne 115 kV line
WECC-NW |  |  | Planned | WECC | Bison - West Cheyenne 115 kV | No | Reliability | Economic | Bison 115 KV | West Cheyenne 115 kV | CLFP |  | I | 100 | 0.01 | OH | AC | 100-120 | 115 | Unknown | Unknown | 285 | 2024-09-01 | 2024-09-01 | New Bison - West Cheyenne 115 kV line . Cut and tie into existing King Ranch - West Cheyenne 115 kV line
WECC-NW |  |  | Planned | WECC | Orchard Valley 115 kV substation | No | Reliability | Economic | NA | NA | CLFP |  | I | 100 | 0.01 | OH | AC | 100-120 | 115 | NA | NA | NA | 2024-09-01 | 2024-09-01 | New Orchard Valley Substation. Relocate Hilltop load.
WECC-NW |  |  | Planned | WECC | Reedville-St Marys 100-200kV Line | No | Reliability | Economic/Cogestion | Reedville | St Marys | PGN | 15248 | I | PGE 100 % | 3.7 | OH | AC | 100-120 | 115 | 1 | 1 | 198 | 2024-09-01 | 2025-11-01 | Reconfigurattion of the St. Marys-Huber 115kV radial line to become St. Marys-Reedville 115kV line with Huber Tapped substation
WECC-NW |  |  | Planned | WECC | Deertrail Substation | No | Other |  | Deertrail | Strasburg | CORE | 9336 |  | 100 | 6.3 | OH | AC | 100-120 | 115 | 1 | 1 | TBD | 2024-10-01 | 2024-10-01 | Under study to determine line rating
WECC-NW |  |  | Planned | WECC | Evergreen-Shute #2 100-200kV Line | No | Reliability | Economic/Cogestion | Evergreen | Shute | PGN | 15248 | I | PGE 100 % | 0.31 | OH | AC | 100-120 | 115 | 1 | 1 | 398 | 2024-11-01 | 2024-12-01 | New Evergreen-Shute #2 115kV Line
WECC-NW |  | 49 | Planned | WECC | Slater Double Circuit Conversion | No | Reliability |  | Slater | Meadow | TSGT | 30151 | C | 100 | 4.6 | OH | AC | 100-120 | 115 | 1 |  | 239 | 2024-12-01 | 2024-12-01 | Part of Eastern CO upgrades.
WECC-NW |  | 52 | Planned | WECC | Slater Double Circuit Conversion | No | Reliability |  | Slater | Longs Peak | TSGT | 30151 | C | 100 | 4.3 | OH | AC | 100-120 | 115 | 1 |  | 238 | 2024-12-01 | 2024-12-01 | Part of Eastern CO upgrades.
WECC-NW |  | 36 | Planned | WECC | Memorial-Wilsonville 100-200kV Line | No | Reliability | Economic/Cogestion | Memorial | Wilsonville | PGN | 15248 | I | PGE 100 % | 0.38 | OH | AC | 100-120 | 115 | 1 | 1 | 198 | 2024-12-01 | 2024-12-01 | Construction of Memorial substation with existing Sherwood-Wilsonville 115kV line to make Memorial-Wilsonville 115kV line
WECC-NW |  | 31 | Planned | WECC | Memorial-Sherwood 100-200kV Line | No | Reliability | Economic/Cogestion | Memorial | Sherwood | PGN | 15248 | I | PGE 100 % | 6.12 | OH | AC | 100-120 | 115 | 1 | 1 | 198 | 2024-12-01 | 2024-12-01 | Construction of Memorial substation with existing Sherwood-Wilsonville 115kV line to make Memorial-Sherwood 115kV line
WECC-NW |  | 33 | Planned | WECC | Bethel-Monitor 200-300kV Line | No | Reliability | Economic/Cogestion | Bethel | Monitor | PGN | 15248 | I | PGE 100 % | 15.7 | OH | AC | 200-299 | 230 | 1 | 1 | 531 | 2024-12-01 | 2026-01-01 | Construction of Monitor 230kV Ring Bus with existing Bethel-McLoughlin-Monitor 230kV line
WECC-NW |  | 37 | Planned | WECC | McLoughlin-Monitor 200-300kV Line | No | Reliability | Economic/Cogestion | McLoughlin | Monitor | PGN | 15248 | I | PGE 100 % | 19.82 | OH | AC | 200-299 | 230 | 1 | 1 | 531 | 2024-12-01 | 2026-01-01 | Construction of Monitor 230kV Ring Bus with existing Bethel-McLoughlin-Monitor 230kV line
WECC-NW |  | 35 | Planned | WECC | Gresham-Hogan 100-200kV Line | No | Reliability | Economic/Cogestion | Gresham | Hogan | PGN | 15248 | I | PGE 100 % | 4.56 | OH | AC | 100-120 | 115 | 1 | 1 | 219 | 2024-12-01 | 2029-11-01 | Construct a new Gresham-Hogan 115kV Line
WECC-NW |  | 39 | Planned | WECC | Leetsdale - Monroe 230 Replacement | No | Economics / Congestion |  | Leetsdale | Monroe | PSC | 15466 | I | 1 | 1.76 | UG | AC | 200-299 | 230 | 1 | 1 | TBD | 2024-12-01
WECC-NW |  |  | Planned | WECC | Poncha - Sargent - San Luis Valley Replacement | No | Reliability |  | Poncha | San Luis Valley | PSC | 15466 | I | 1 | 73.0004 | OH | AC | 100-120 | 115 | 1 | 1 | TBD | 2024-12-01
WECC-NW |  |  | Planned | WECC | Burlington - Lamar 230 kV Project | Yes | Reliability |  | Burlington Sub | Lamar Sub | TSGT | 30151 | C | 100 | 95 | OH | AC | 200-299 | 230 | 1 |  | 478 | 2025-01-01 | 2025-01-01 | Part of Eastern CO upgrades.
WECC-NW |  |  | Planned | WECC | Burlington - Lamar 230 kV Line | Yes | Reliability | Variable/Renewable Integration | Burlington | Lamar | TSGT | 30151 | C | 100 | 38 | OH | AC | 200-299 | 230 | 1 |  | 478 | 2025-01-01 | 2025-01-01
WECC-NW |  |  | Planned | WECC | McLoughlin-Tonquin 100-200kV Line | No | Reliability | Economic/Cogestion | McLoughlin | Tonquin | PGN | 15248 | I | PGE 100 % | 14.3 | OH | AC | 100-120 | 115 | 2 | 2 | 150 | 2025-03-01 | 2025-04-01 | Reconfigure the McLoughlin-Wilsonville 115kV line into McLoughlin-Tonquin, which also feeds the alternate tap to Coffee Creek
WECC-NW |  |  | Planned | WECC | Rosemont-Wilsonville 100-200kV Line | No | Reliability | Economic/Cogestion | Rosemont | Wilsonville | PGN | 15248 | I | PGE 100 % | 6.7 | OH | AC | 100-120 | 115 | 1 | 1 | 198 | 2025-03-01 | 2025-04-01 | Construct a new Rosemont-Wilsonville 115kV line
WECC-NW |  |  | Planned | WECC | Horizon-Keeler #2 200-300kV Line | Yes | Reliability | Economic/Cogestion | Horizon | Keeler | PGN | 15248 | I | PGE 100 % | 1.71 | OH | AC | 200-299 | 230 | 1 | 1 | 1195 | 2025-05-01 | 2024-05-01 | Construction of second Horizon-Keeler 230kV Line
WECC-NW |  |  | Planned | WECC | Bluffs - Westhill 230 kV | No | Reliability | Economic | Bluffs 230 kV | Westhill 230 kV | CLFP |  | I | 100 | 0.01 | OH | AC | 200-299 | 230 | 1 | 1 | 478 | 2025-06-01 | 2025-06-01 | Loop the existing Westhill - Stegall 230 kV line in and out of the new Bluffs substation.
WECC-NW |  |  | Planned | WECC | Bluffs - Stegall 230 kV | No | Reliability | Economic | Bluffs 230 kV | Stegall 230 kV | CLFP |  | I | 100 | 0.01 | OH | AC | 200-299 | 230 | 1 | 1 | 478 | 2025-06-01 | 2025-06-01 | Loop the existing Westhill - Stegall 230 kV line in and out of the new Bluffs substation.
WECC-NW |  |  | Planned | WECC | Bluffs 230 kV substation | No | Reliability | Economic | NA | NA | CLFP |  | I | 100 | 0.01 | OH | AC | 200-299 | 230 | NA | NA | NA | 2025-06-01 | 2025-06-01 | New Bluffs 230 kV substation
WECC-NW |  |  | Planned | WECC | Sweetgrass - Bluffs 230 kV | No | Reliability | Economic | Sweetgrass 230 kV | Bluffs 230 kV | CLFP |  | I | 100 | 0.01 | OH | AC | 200-299 | 230 | 1 | 1 | 570 | 2025-06-01 | 2025-06-01 | New Sweetgrass - Bluffs 230 kV line
WECC-NW |  |  | Planned | WECC | Sweetgrass 230 kV substation | No | Reliability | Economic | NA | NA | CLFP |  | I | 100 | 0.01 | OH | AC | 200-299 | 230 | NA | NA | NA | 2025-06-01 | 2025-06-01 | New Sweetgrass 230 kV substation
WECC-NW |  |  | Planned | WECC | Kaster-St Helens 100-200kV Line | No | Reliability | Economic/Cogestion | Kaster | St Helens | PGN | 15248 | I | PGE 100 % | 1.09 | OH | AC | 100-120 | 115 | 1 | 1 | 198 | 2025-06-01 | 2026-05-01 | Reconfiguring the new Kaster substation into Harborton-St Helens 115kV, Creating Kaster-St Helens 115kV
WECC-NW |  |  | Planned | WECC | Harborton-Kaster 100-200kV Line | No | Reliability | Economic/Cogestion | Harborton | Kaster | PGN | 15248 | I | PGE 100 % | 21.26 | OH | AC | 100-120 | 115 | 1 | 1 | 198 | 2025-06-01 | 2026-05-01 | Reconfiguring the new Kaster substation into Harborton-St Helens 115kV, Creating Harborton-Kaster 115kV
WECC-NW |  |  | Planned | WECC | Monitor-Waconda 100-200kV Line | No | Reliability | Economic/Cogestion | Monitor | Waconda | PGN | 15248 | I | PGE 100 % | 12.1 | OH | AC | 100-120 | 115 | 1 | 1 | 337 | 2025-09-01 | 2026-10-01 | Construct new 115kV line from Monitor to Waconda for Willamette Resiliency Project
WECC-NW |  |  | Planned | WECC | Sweetgrass - West Cheyenne 230 kV | No | Reliability | Economic | Sweetgrass 230 kV | Bluffs 230 kV | CLFP |  | I | 100 | 0.01 | OH | AC | 200-299 | 230 | 1 | 1 | 570 | 2025-10-01 | 2025-10-01 | New Sweetgrass - West Cheyenne 230 kV line
WECC-NW |  |  | Planned | WECC | West Cheyenne 230 kV substation | No | Reliability | Economic | NA | NA | CLFP |  | I | 100 | 0.01 | OH | AC | 200-299 | 230 | NA | NA | NA | 2025-10-01 | 2025-10-01 | New West Cheyenne 230 kV substation
WECC-NW |  |  | Planned | WECC | Spring Valley Substation | No | Other |  | Spring Valley | Kiowa | CORE | 9336 |  | 100 | 7 | OH | AC | 100-120 | 115 | 1 | 2 | TBD | 2025-10-01 | 2025-10-01 | Under study to determine line rating
WECC-NW |  |  | Planned | WECC | Pearl-Sherwood #1 200-299kV Line | Yes | Reliability | Economic/Cogestion | Pearl | Sherwood | PGN | 15249 | I | PGE 3 % | 4.96 | OH | AC | 200-299 | 230 | 2 | 2 | 744 | 2025-11-01 | 2025-11-01 | Bifurcate existing Pearl-Sherwood line into two seprate lines on existing double-circuit towers
WECC-NW |  |  | Planned | WECC | Pearl-Sherwood #2 200-299kV Line | Yes | Reliability | Economic/Cogestion | Pearl | Sherwood | PGN | 15250 | I | PGE 3 % | 4.96 | OH | AC | 200-299 | 230 | 2 | 2 | 744 | 2025-11-01 | 2025-11-01 | Bifurcate existing Pearl-Sherwood line into two seprate lines on existing double-circuit towers
WECC-NW |  |  | Planned | WECC | Pearl-Sherwood #3 200-299kV Line | Yes | Reliability | Economic/Cogestion | Pearl | Sherwood | PGN | 15251 | I | PGE 3 % | 4.71 | OH | AC | 200-299 | 230 | 2 | 2 | 1195 | 2025-11-01 | 2025-11-01 | Bifurcate existing McLoughlin-Pearl-Sherwood line into a new Pearl-Sherwood #3 + a McLoughlin-Pearl-Sherwood
WECC-NW |  |  | Planned | WECC | McLoughlin-Pearl-Sherwood 200-299kV Line | Yes | Reliability | Economic/Cogestion | McLoughlin | Junction | PGN | 15252 | I | PGE 100 % | 11.67 | OH | AC | 200-299 | 230 | 1 | 1 | 518 | 2025-11-01 | 2025-11-01 | Bifurcate existing McLoughlin-Pearl-Sherwood line into a new Pearl-Sherwood #3 + a McLoughlin-Pearl-Sherwood
WECC-NW |  |  | Planned | WECC | McLoughlin-Pearl-Sherwood 200-299kV Line | Yes | Reliability | Economic/Cogestion | Pearl | Junction | PGN | 15253 | I | BPA 100 % | 0.27 | OH | AC | 200-299 | 230 | 2 | 2 | 1195 | 2025-11-01 | 2025-11-01 | Bifurcate existing McLoughlin-Pearl-Sherwood line into a new Pearl-Sherwood #3 + a McLoughlin-Pearl-Sherwood
WECC-NW |  |  | Planned | WECC | McLoughlin-Pearl-Sherwood 200-299kV Line | Yes | Reliability | Economic/Cogestion | Sherwood | Junction | PGN | 15254 | I | PGE 100 % | 4.57 | OH | AC | 200-299 | 230 | 2 | 2 | 1195 | 2025-11-01 | 2025-11-01 | Bifurcate existing McLoughlin-Pearl-Sherwood line into a new Pearl-Sherwood #3 + a McLoughlin-Pearl-Sherwood
WECC-NW |  |  | Planned | WECC | West Cheyenne - Windstar 230 kV | No | Reliability | Economic | West Cheyenne 230 kV | Windstar 230 kV | CLFP |  | I | 100 | 0.01 | OH | AC | 200-299 | 230 | 1 | 1 | 570 | 2025-12-01 | 2025-12-01 | New West Cheyenne to Windstar 230 kV line
WECC-NW |  |  | Planned | WECC | Colorado Power Pathway, Segment 2: Canal Crossing - Goose Creek | No | Variable/Renewable Integration | Reliability | Canal Crossing | Goose Creek | PSC | 15466 | I | 100 | 160 | OH | AC | 300-399 | 345 | 2 | 2 | 1637 | 2025-12-01 |  | Colorado Power Pathway, total 560-650 miles new Transmission
WECC-NW |  |  | Planned | WECC | Colorado Power Pathway, Segment 3: Goose Creek - May Valley | No | Variable/Renewable Integration | Reliability | Goose Creek | May Valley | PSC | 15466 | I | 100 | 65 | OH | AC | 300-399 | 345 | 2 | 2 | 1637 | 2025-12-01 |  | Colorado Power Pathway, total 560-650 miles new Transmission
WECC-NW |  |  | Planned | WECC | Shortgrass - Goose Creek | No | Variable/Renewable Integration | Reliability | Shortgrass | Goose Creek | PSC | 15466 | I | 1 | 0.01 | OH | AC | 300-399 | 345 | 1 | 1 | 804 | 2025-12-01
WECC-NW |  |  | Planned | WECC | Goose Creek - Cheyenne Ridge | No | Variable/Renewable Integration | Reliability | Goose Creek | Cheyenee Ridge | PSC | 15466 | I | 1 | 0.01 | OH | AC | 300-399 | 345 | 1 | 1 | 804 | 2025-12-01
WECC-NW |  |  | Planned | WECC | Ault - Husky | No | Reliability |  | Ault | Husky | PSC | 15466 | I | 1 | 0.01 | OH | AC | 200-299 | 230 | 1 | 1 | 576 | 2025-12-01 |  | Add Husky substaion
WECC-NW |  |  | Planned | WECC | Collins St. - Husky | No | Reliability |  | Collins St. | Husky | PSC | 15466 | I | 1 | 0.01 | OH | AC | 100-120 | 115 | 1 | 1 | 220 | 2025-12-01 |  | Add Husky substaion
WECC-NW |  |  | Planned | WECC | Huckleberry 230 kV Project | Yes | Reliability |  | Huckleberry | Boone | TSGT | 30151 | C | 100 | 120 | OH | AC | 200-299 | 230 | 1 |  | 478 | 2026-01-01 | 2026-01-01 | Part of Eastern CO upgrades.
WECC-NW |  |  | Planned | WECC | Huckleberry 230 kV Project | Yes | Reliability |  | Huckleberry | Walsenburg | TSGT | 30151 | C | 100 | 46 | OH | AC | 200-299 | 230 | 1 |  | 358 | 2026-01-01 | 2026-01-01 | Part of Eastern CO upgrades.
WECC-NW |  |  | Planned | WECC | Huckleberry 230 kV Project | No | Reliability |  | Huckleberry | Comanche | TSGT | 30151 | C | 100 | 2.5 | OH | AC | 200-299 | 230 | 1 |  | 358 | 2026-01-01 | 2026-01-01 | Part of Eastern CO upgrades.
WECC-NW |  |  | Planned | WECC | Boone - Huckleberry 230 kV Line | Yes | Reliability | Variable/Renewable Integration | Boone | Huckleberry | TSGT | 30151 | C | 100 | 38 | OH | AC | 200-299 | 230 | 1 |  | 478 | 2026-01-01 | 2026-01-01
WECC-NW |  |  | Planned | WECC | St Louis-Waconda 100-200kV Line | No | Reliability | Economic/Cogestion | St Louis | Waconda | PGN | 15248 | I | PGE 100 % | 5.45 | OH | AC | 100-120 | 115 | 1 | 1 | 337 | 2026-03-01 | 2026-03-01 | Convert 57kV line to 115kV line from St Loius to Waconda for Willamette Resiliency Project
WECC-NW |  |  | Planned | WECC | North Marion-St Louis 100-200kV Line | No | Reliability | Economic/Cogestion | North Marion | St Louis | PGN | 15248 | I | PGE 100 % | 5.16 | OH | AC | 100-120 | 115 | 1 | 1 | 198 | 2026-03-01 | 2026-03-01 | Convert 57kV line to 115kV line from North Marion to St Louis for Willamette Resiliency Project
WECC-NW |  |  | Planned | WECC | Murrayhill-Sherwood #1 200-299kV Line | No | Reliability | Economic/Cogestion | Murrayhill | Sherwood | PGN | 15248 | I | PGE 100 % | 5.58 | OH | AC | 200-299 | 230 | 1 | 1 | 1195 | 2026-05-01 | 2026-05-01 | Reconductor Murrayhill to Sherwood #1 230kV Line
WECC-NW |  |  | Planned | WECC | Murrayhill-Sherwood #2 200-299kV Line | No | Reliability | Economic/Cogestion | Murrayhill | Sherwood | PGN | 15248 | I | PGE 100 % | 5.58 | OH | AC | 200-299 | 230 | 1 | 1 | 1195 | 2026-05-01 | 2026-05-01 | Reconductor Murrayhill to Sherwood #2 230kV Line
WECC-NW |  |  | Planned | WECC | Sherwood-St Marys 200-299kV Line | No | Reliability | Economic/Cogestion | Murrayhill | St Marys | PGN | 15248 | I | PGE 100 % | 10.78 | OH | AC | 200-299 | 230 | 2 | 2 | 1195 | 2026-05-01 | 2026-05-01 | Create a new Murrayhill to St Marys #2 230kV Line
WECC-NW |  |  | Planned | WECC | Gresham-Linneman 100-200kV Line | No | Reliability | Economic/Cogestion | Gresham | Linneman | PGN | 15248 | I | PGE 100 % | 0.32 | OH | AC | 100-120 | 115 | 1 | 1 | 337 | 2026-06-01 | 2026-06-01 | Reconfiguration of Gresham-Linneman 115kV - insert Linneman into Gresham-Ruby 115kV line
WECC-NW |  |  | Planned | WECC | Linneman-Ruby 100-200kV Line | No | Reliability | Economic/Cogestion | Linneman | Ruby | PGN | 15248 | I | PGE 100 % | 2 | OH | AC | 100-120 | 115 | 1 | 1 | 337 | 2026-06-01 | 2026-06-01 | Reconfiguration of Linneman-Ruby 115kV - insert Linneman into Gresham-Ruby 115kV line
WECC-NW |  |  | Planned | WECC | Spruce - Buckley | No | Reliability |  | Spruce | Buckley | PSC | 15466 | I | 1 | 0.01 | UG | AC | 200-299 | 230 | 2 | 2 | TBD | 2026-09-01
WECC-NW |  |  | Planned | WECC | Pine Junction Substation | No | Other |  | Pine Junction | Conifer | CORE | 9336 |  | 100 | 8.2 | OH | AC | 100-120 | 115 | 1 | 1 | TBD | 2026-10-01 | 2026-10-01 | Under study to determine line rating
WECC-NW |  |  | Planned | WECC | Horizon-Keeler #1 200-300kV Line | Yes | Reliability | Economic/Cogestion | Horizon | Keeler | PGN | 15248 | I | PGE 100 % | 1.47 | OH | AC | 200-299 | 230 | 1 | 1 | 1195 | 2026-12-01 | 2026-12-01 | Reconductor of Horizon-Keeler #1 230kV Line
WECC-NW |  |  | Planned | WECC | Colorado Power Pathway, Segment 1: Ft. St. Vrain - Canal Crossing | No | Variable/Renewable Integration | Reliability | FSV | Canal Crossing | PSC | 15466 | I | 100 | 75 | OH | AC | 300-399 | 345 | 2 | 2 | 1637 | 2026-12-01 | 2026-12-01 | Colorado Power Pathway, total 560-650 miles new Transmission
WECC-NW |  |  | Planned | WECC | Monroe - Elati 230 Replacement | No | Economics / Congestion |  | Monroe | Elati | PSC | 15466 | I | 1 | 3.55 | UG | AC | 200-299 | 230 | 1 | 1 | TBD | 2026-12-01
WECC-NW |  |  | Planned | WECC | Pawnee - Canal Crossing | No | Variable/Renewable Integration | Reliability | Pawnee | Canal Crossing | PSC | 15466 | I | 1 | 0.01 | OH | AC | 300-399 | 345 | 2 | 2 | 1686 | 2026-12-01 |  | Add Canal Crossing substation
WECC-NW |  |  | Planned | WECC | Missile Site - Canal Crossing | No | Variable/Renewable Integration | Reliability | Pawnee | Canal Crossing | PSC | 15466 | I | 1 | 0.01 | OH | AC | 300-399 | 345 | 2 | 2 | 1686 | 2026-12-01 |  | Add Canal Crossing substation
WECC-NW |  |  | Planned | WECC | North Marion-Woodburn 100-200kV Line | No | Reliability | Economic/Cogestion | North Marion | Woodburn | PGN | 15248 | I | PGE 100 % | 3.5 | OH | AC | 100-120 | 115 | 1 | 1 | 198 | 2027-01-01 | 2029-05-01 | Convert 57kV line to 115kV line from North Marion-Woodburn for Willamette Resiliency Project
WECC-NW |  |  | Planned | WECC | Monitor-Woodburn 100-200kV Line | No | Reliability | Economic/Cogestion | Monitor | Woodburn | PGN | 15248 | I | PGE 100 % | 3.3 | OH | AC | 100-120 | 115 | 1 | 1 | 198 | 2027-01-01 | 2029-05-01 | Convert 57kV line to 115kV line from Monitor to Woodburn for Willamette Resiliency Project
WECC-NW |  |  | Planned | WECC | Dawson Ridge Substation | No | Other |  | Castle Rock | Dawson Ridge | CORE | 9336 |  | 100 | 0.01 | OH | AC | 100-120 | 115 | 1 | 2 | TBD | 2027-04-01 | 2027-04-01 | Under study to determine line rating
WECC-NW |  |  | Planned | WECC | Dawson Ridge Substation | No | Other |  | Dawson Ridge | Citadel | CORE | 9336 |  | 100 | 0.01 | OH | AC | 100-120 | 115 | 1 | 2 | TBD | 2027-04-01 | 2027-04-01 | Under study to determine line rating
WECC-NW |  |  | Planned | WECC | Delbert Substation | No | Other |  | Elizabeth | Delbert | CORE | 9336 |  | 100 | 3.6 | OH | AC | 100-120 | 115 | 1 | 1 | TBD | 2027-11-01 | 2027-11-01 | Under study to determine line rating
WECC-NW |  |  | Planned | WECC | Delbert Substation | No | Other |  | Bayou | Delbert | CORE | 9336 |  | 100 | 5 | OH | AC | 100-120 | 115 | 1 | 1 | TBD | 2027-11-01 | 2027-11-01 | Under study to determine line rating
WECC-NW |  |  | Planned | WECC | Bethel-North Marion 100-200kV Line | No | Reliability | Economic/Cogestion | Bethel | North Marion | PGN | 15248 | I | PGE 100 % | 25.87 | OH | AC | 100-120 | 115 | 1 | 1 | 337 | 2027-12-01 | 2029-03-01 | Construct new 115kV line from Bethel to North Marion for Willamette Resiliency Project
WECC-NW |  |  | Planned | WECC | Chemawa BPA-Waconda 100-200kV Line | No | Reliability | Economic/Cogestion | Chemawa BPA | Waconda | PGN | 15248 | I | PGE 100 % | 4.53 | OH | AC | 100-120 | 115 | 1 | 1 | 337 | 2027-12-01 | 2029-05-01 | Convert 57kV line to 115kV line from Chemawa BPA to Waconda for Willamette Resiliency Project
WECC-NW |  |  | Planned | WECC | Colorado Power Pathway, Segment 4: May Valley - Tundra | No | Variable/Renewable Integration | Reliability | May Valley | Tundra | PSC | 15466 | I | 100 | 140 | OH | AC | 300-399 | 345 | 2 | 2 | 1637 | 2027-12-01 |  | Colorado Power Pathway, total 560-650 miles new Transmission
WECC-NW |  |  | Planned | WECC | Colorado Power Pathway, Segment 5: Tundra - Harvest Mile | No | Variable/Renewable Integration | Reliability | Tundra | Harvest Mile | PSC | 15466 | I | 100 | 120 | OH | AC | 300-399 | 345 | 2 | 2 | 1637 | 2027-12-01 |  | Colorado Power Pathway, total 560-650 miles new Transmission
WECC-NW |  |  | Planned | WECC | Badger Creek 230 kV Project | Yes | Reliability |  | Badger Creek | Henry Lake | TSGT | 30151 | C | 100 | 53 | OH | AC | 200-299 | 230 | 1 |  | 478 | 2028-01-01 | 2028-01-01 | Part of Eastern CO upgrades.
WECC-NW |  |  | Planned | WECC | Badger Creek 230 kV Project | No | Reliability |  | Badger Creek | Story | TSGT | 30151 | C | 100 | 16.5 | OH | AC | 200-299 | 230 | 1 |  | 478 | 2028-01-01 | 2028-01-01 | Part of Eastern CO upgrades.
WECC-NW |  |  | Planned | WECC | Badger Creek 230 kV Project | No | Reliability |  | Badger Creek | Big Sandy | TSGT | 30151 | C | 100 | 70 | OH | AC | 200-299 | 230 | 1 |  | 478 | 2028-01-01 | 2028-01-01 | Part of Eastern CO upgrades.
WECC-NW |  |  | Planned | WECC | Big Sandy - Badger Creek 230 kV Line | Yes | Reliability | Variable/Renewable Integration | Big Sandy | Badger Creek | TSGT | 30151 | C | 100 | 38 | OH | AC | 200-299 | 230 | 1 |  | 478 | 2028-01-01 | 2028-01-01
WECC-NW |  |  | Planned | WECC | Outback Substation | No | Other |  | Brick Center | Outback | CORE | 9336 |  | 100 | 9.6 | OH | AC | 100-120 | 115 | 1 | 2 | TBD | 2028-04-01 | 2028-04-01 | Under study to determine line rating
WECC-NW |  |  | Planned | WECC | Outback Substation | No | Other |  | Outback | Spring Valley | CORE | 9336 |  | 100 | 5.5 | OH | AC | 100-120 | 115 | 1 | 2 | TBD | 2028-04-01 | 2028-04-01 | Under study to determine line rating
WECC-NW |  |  | Planned | WECC | Big Sandy - Burlington 230 kV Uprate | No | Reliability |  | Big Sandy | Windtalker | TSGT | 30151 | C | 100 | 49.5 | OH | AC | 200-299 | 230 | 1 |  | 455 | 2028-12-01 | 2028-12-01 | Part of Eastern CO upgrades.
WECC-NW |  |  | Planned | WECC | Big Sandy - Burlington 230 kV Uprate | No | Reliability |  | Windtalker | Landsman Creek | TSGT | 30151 | C | 100 | 26 | OH | AC | 200-299 | 230 | 1 |  | 455 | 2028-12-01 | 2028-12-01 | Part of Eastern CO upgrades.
WECC-NW |  |  | Planned | WECC | Big Sandy - Burlington 230 kV Uprate | No | Reliability |  | Landsman Creek | Burlington | TSGT | 30151 | C | 100 | 5.2 | OH | AC | 200-299 | 230 | 1 |  | 455 | 2028-12-01 | 2028-12-01 | Part of Eastern CO upgrades.
WECC-NW |  |  | Planned | WECC | Carver-Hogan 100-200kV Line | No | Reliability | Economic/Cogestion | Carver | Hogan | PGN | 15248 | I | PGE 100 % | 10.3 | OH | AC | 100-120 | 115 | 1 | 1 | 198 | 2029-11-01 | 2029-11-01 | Reconfiguration of old Carver-Hogan South 115kV line and creation of Carver-Hogan 115kV line with construction of new Hogan substation
WECC-NW |  |  | Planned | WECC | Conifer - Hartsel 115 kV conversion | No | Reliability |  | Conifer | Hartsel | CORE | 9336 | C | 100 | 67 | OH | AC | 100-120 | 115 | 1 | 1 | 239 | 2030-03-01 | 2032-03-01 | Convert 44 kV line to 115 kV
WECC-NW |  |  | Planned | WECC | Perry Park Substation | No | Other |  | Greenland | Perry Park | CORE | 9336 |  | 100 | 0.01 | OH | AC | 100-120 | 115 | 1 | 1 | TBD | 2035-01-01 | 2035-01-01 | Under study to determine line rating
WECC-NW |  |  | Planned | WECC | Perry Park Substation | No | Other |  | Crystal Valley | Perry Park | CORE | 9336 |  | 100 | 0.01 | OH | AC | 100-120 | 115 | 1 | 1 | TBD | 2035-01-01 | 2035-01-01 | Under study to determine line rating
WECC-NW |  |  | Planned | WECC | Slater - Del Camino 115 kV Rebuild | No | Reliability |  | Slater | Del Camino | TSGT | 30151 | C | 100 | 3.6 | OH | AC | 100-120 | 115 |  |  | 175 |  | 2022-02-01 | Conductor replacement between structures #47 and #61
WECC-NW |  |  | Planned | WECC | Reid Gardner - Tortoise #2 230kV | No | Reliability |  | Reid Gardner | Tortoise | NEVP | 13407 | I | 1 | 2.6 | OH | AC | 200-299 | 230kV | 1 | 2 | 430.2 |  | 2022-05-01 | Per Construction Schedule
WECC-NW |  |  | Planned | WECC | W Tracy - Comstock 345kV | No | Reliability |  | W Tracy | Comstock Meadows | NEVP | 13407 | I | 1 | 12 | OH | AC | 300-399 | 345kV | 1 | 1 | 1207 |  | 2022-11-01 | Per Project proposal schedule
WECC-NW |  |  | Planned | WECC | West Tracy - Pah Rah 120 kV | No | Reliability |  | Reno, NV | Reno, NV | NEVP | 13407 | I | 1 | 1 | OH | AC | 100-120 | 120kV | 1 | 2 | 529 |  | 2023-03-01 | Per Construction Schedule
WECC-NW |  |  | Planned | WECC | Redwood Materials | No | Other |  | Meadows 120kV | Redwood 120kV | NEVP | 13407 | I | 1 | 0.01 | OH | AC | 100-120 | 120kV | 0 | 2 | 222.8 |  | 2023-04-30 | Proposed
WECC-NW |  |  | Planned | WECC | West Tracy - Tracy 120 kV | No | Reliability |  | Reno, NV | Reno, NV | NEVP | 13407 | I | 1 | 1 | OH | AC | 100-120 | 120kV | 1 | 2 | 415.7 |  | 2023-05-01 | Per Construction Schedule
WECC-NW |  |  | Planned | WECC | Apex Solar | No | Other |  | Apex Tap | Dillon-Salmon | Apex Solar |  |  | 0 | 0.25 | CH | AC | 151-199 | 161 | 1 | 1 |  |  | 2023-05-01 | This line is owned by Apex Solar - Lead line Apex Solar
WECC-NW |  |  | Planned | WECC | Billings 8th to Laurel 50kV to 100kV | No | Economics / Congestion | Reliability | Billings 8th | Laurel City | NorthWestern Energy |  | I | 1 | 18 | OH | AC | 100-120 | 115 | 1 | 1 |  |  | 2023-10-01 | Project expected to start in April 2021 and complete in October of 2021
WECC-NW |  |  | Planned | WECC | Crystal - Harry Allen #3 | No | Variable/Renewable Integration |  | Crystal 230kV | Harry Allen 230kV | NEVP | 13407 | I | 1 | 8.7 | OH | AC | 200-299 | 230kV | 1 | 1 | 1017 |  | 2023-11-01 | Required to integrate renewable energy into the grid
WECC-NW |  |  | Planned | WECC | Chafin Wind | No | Other |  | Chafin Wind | Columbus-Rapelje | Chafin Wind |  |  | 0 | 0.01 | CH | AC | 200-299 | 230 | 1 | 1 |  |  | 2024-01-01 | This line is Owned by Chafin Wind - Lead line Chafin Wind
WECC-NW |  |  | Planned | WECC | Yellowstone County Generating Station | No | Reliability | Other | YCG | Laurel Auto | NorthWestern Energy |  |  | 1 | 0.25 | CH | AC | 100-120 | 100 | 1 | 1 |  |  | 2024-04-01
WECC-NW |  |  | Planned | WECC | Pah Rah - Newton Line 120 kV | No | Reliability |  | Reno, NV | Reno, NV | NEVP | 13407 | I | 1 | 2 | OH | AC | 100-120 | 120kV | 1 | 2 | 529 |  | 2024-05-01 | Per Construction Schedule
WECC-NW |  |  | Planned | WECC | West Tracy - Newton 120 kV | No | Reliability |  | Reno, NV | Reno, NV | NEVP | 13407 | I | 1 | 3 | OH | AC | 100-120 | 120kV | 1 | 2 | 529 |  | 2024-05-01 | Per Construction Schedule
WECC-NW |  |  | Planned | WECC | Peavine Substation | No | Reliability |  | Penny Tap | Peavine | NEVP | 13407 | I | 1 | 5.7 | OH | AC | 100-120 | 120kV | 0 | 1 | 208.88 |  | 2024-06-28 | Proposed
WECC-NW |  |  | Planned | WECC | Shaffer Substation | Yes | Reliability |  | Ft Sage 345kV | Shaffer | NEVP | 13407 | I | 1 | 27.1 | OH | AC | 300-399 | 345kV | 1 | 1 | 1195 |  | 2024-12-01 | Proposed
WECC-NW |  |  | Planned | WECC | Shaffer Substation | Yes | Reliability |  | HillTop 345kV | Shaffer | NEVP | 13407 | I | 1 | 92 | OH | AC | 300-399 | 345kV | 1 | 1 | 1195 |  | 2024-12-01 | Proposed
WECC-NW |  |  | Planned | WECC | California - Bordertown 120kV | No | Reliability |  | Reno, NV | Reno, NV | NEVP | 13407 | I | 1 | 10 | OH | AC | 100-120 | 120kV | 1 | 1 | 415 |  | 2025-11-01 | Environmental/ per Visine schedule
WECC-NW |  |  | Planned | WECC | Ft Churchill - Robinson Summmit 525kV (Greenlink North) | No | Reliability |  | Harry Allen | Ft Churchill | NEVP | 13407 | I | 1 | 235 | OH | AC | 400-599 | 525kV | 1 | 1 | 3417 |  | 2028-12-01
WECC-NW |  |  | Planned | WECC | Ft. Churchill to Mira Loma 345kV | No | Reliability |  | Yerington, NV | Reno, NV | NEVP | 13407 | I | 1 | 55 | OH | AC | 300-399 | 345kV |  |  | 1207 |  |  | Proposed
WECC-NW |  |  | Planned | WECC | Ft. Churchill to Comstock Meadows 345kV | No | Reliability |  | Yerington, NV | Reno, NV | NEVP | 13407 | I | 1 | 52 | OH | AC | 300-399 | 345kV |  |  | 1207 |  |  | Proposed
WECC-NW |  |  | Planned | WECC | Rocky Reach-Jumpoff Ridge #2 230 kV | No | Other | Other | Rocky Reach | Jumpoff Ridge | CHPD | 3413 | M | 1 | 14.2 | OH | AC | 200-299 | 230 | 1 | 1 | 559 @ 86F |  | 2024-09-24 | Split from Rocky Reach-Columbia #2 230 kV
WECC-NW |  |  | Planned | WECC | Jumpoff Ridge-Columbia 230 kV | Yes | Other | Other | Jumpoff Ridge | Columbia | CHPD | 3413 | M | 1 | 7.2 | OH | AC | 200-299 | 230 | 1 | 1 | 559 @ 86F |  | 2024-09-24 | Split from Rocky Reach-Columbia #2 230 kV
WECC-NW |  |  | Planned | WECC | Jumpoff Ridge-Andrew York 115 kV | No | Other | Other | Jumpoff Ridge | Andrew York | CHPD | 3413 | M | 1 | 16.4 | OH | AC | 100-120 | 115 | 1 | 1 | 168.7 @ 86F |  | 2024-12-05 | Split from Mckenzie-Andrew York #2
WECC-NW |  |  | Planned | WECC | McKenzie-Jumpoff Ridge #2 115 kV | No | Other | Other | McKenzie | Jumpoff Ridge | CHPD | 3413 | M | 1 | 1.6 | OH | AC | 100-120 | 115 | 1 | 1 | 325.3 @ 86F |  | 2024-12-05 | Split from Mckenzie-Andrew York #2, with rebuild
WECC-NW |  |  | Planned | WECC | Rocky Reach-Jumpoff Ridge #1 115 kV | No | Other | Other | Rocky Reach | Jumpoff Ridge | CHPD | 3413 | M | 1 | 17.4 | OH | AC | 100-120 | 115 | 1 | 1 | 182.3 @ 86F |  | 2025-03-04 | Split from Rocky Reach-McKenzie 115 kV
WECC-NW |  |  | Planned | WECC | McKenzie-Jumpoff Ridge #1 115 kV | No | Other | Other | McKenzie | Jumpoff Ridge | CHPD | 3413 | M | 1 | 1.5 | OH | AC | 100-120 | 115 | 1 | 1 | 325.3 @ 86F |  | 2025-03-04 | Split from Rocky Reach-McKenzie 115 kV, with re-conductor
WECC-NW |  |  | Under Construction | WECC | 115KV West Loop to Hood Mesa |  | Reliability |  | West Loop Station | Hood Mesa Station | FEUS |  |  | 100 | 4.5 | OH | AC | 100-120 | 115 | 1 | 1 | 192 | 1991-06-01 | 2025-04-01
WECC-NW |  |  | Under Construction | WECC | Vollmer Project | No | Reliability |  | Jackson Fuller-Black Squirrel Line | Vollmer Sub | TSGT | 30151 | C | 100 | 2 | OH | AC | 100-120 | 115 | 1 | 1 | 242 | 2019-12-01 | 2022-07-01 | New delivery point at new Vollmer substation
WECC-NW |  |  | Under Construction | WECC | Pawnee-Daniels Park 230kV Reconductor |  | Reliability |  | Pawnee | Missile Site 230kV | PSC | 15466 | I | 100 | 66 | OH | AC | 200-299 | 230 | 1 | 1 |  | 2021-10-01 | 2022-05-01 | Phase 1 complete 05/2015, L5113 ISD 12/2021, L5457 ISD 05/2022
WECC-NW |  |  | Under Construction | WECC | New Campstool 115 kV Substation with Double Circuit to East Business Park | No | Reliability |  | East Business Park 115 kV | Campstool 115 kV | CLFP |  | I | 100 | 1.5 | OH | AC | 100-120 | 115 | 2 | 2 | 217 | 2022-02-01 | 2022-02-01 | New load serving substation to be fed from East Business Park 115 kV by double circuit.
WECC-NW |  |  | Under Construction | WECC | Lincoln Rock 230/115-kV Switchyard | No | Reliability |  | Lincoln Rock | Douglas, Rapids, Terry, Orondo | Douglas PUD | 5326 | M | 1 | 0.01 | OH | AC | 200-299 | 230 / 115 | 1 | 1 | Douglas 230 - 1084, Rapids - 689, Douglas 115 - 469, Terry - 240, Orondo - 235 | 2023-04-01
WECC-NW |  |  | Under Construction | WECC | Rapids-Columbia 230-kV Line | Yes | Reliability |  | Rapids | Columbia | Douglas PUD | 5326 | M | 1 | 9 | OH | AC | 200-299 | 230 | 1 | 1 | 626 | 2023-06-30
WECC-NW |  |  | Under Construction | WECC | Rocky Reach-Chelan 115-kV Line No. 1 Reconductor and Retermination | Yes | Reliability |  | Lincoln Rock | Chelan | Douglas PUD | 5326 | M | 1 | 29.1 | OH | AC | 100-120 | 115 | 1 | 1 | 231 | 2023-12-29
WECC-NW |  |  | Planned | WECC | Frenchman Hills - Red Rock |  | Other |  | Frenchman Hills | Red Rock | Grant PUD |  |  | 1 | 8 |  |  |  | 115 |  |  |  |  | 2024-06-01
WECC-NW |  |  | Planned | WECC | Wanapum - Mountain View |  | Other |  | Wanapum | Mountain View | Grant PUD |  |  | 1 | 32 |  |  |  | 230 |  |  |  |  | 2028-06-01
WECC-NW |  |  | Planned | WECC | Sams Valley to Grants Pass 230 kV Line |  | Reliability | Reliability | Jackson County, OR | Grants Pass, OR | PACW | 14354 | I | 1 | 18.4 | OH | AC | 200-299 | 230 | 1 | 2 | 456 | 2022-11-15 | 2026-05-15 | Improve reliability of area.
WECC-NW |  |  | Planned | WECC | Lone Pine to Whetstone 230 kV Line |  | Reliability | Reliability | Jackson County, OR | Jackson County, OR | PACW | 14354 | I | 1 | 11 | OH | AC | 200-299 | 230 | 0 | 1 | 802 | 2024-05-15 | 2024-05-15 | Improve reliability of area.
WECC-NW |  |  | Under Construction | WECC | Klamath Falls to Snow Goose 230 kV #2 Line |  | Reliability | Reliability | Klamath Falls, OR | Klamath County, OR | PACW | 14354 | I | 1 | 4.2 | OH | AC | 200-299 | 230 | 0 | 1 | 827 | 2022-11-15 | 2023-03-15 | Improve reliability of area.
WECC-NW |  |  | Planned | WECC | Malin to Snow Goose 230 kV Line Replacement |  | Reliability | Reliability | Klamath Falls, OR | Malin, OR | PACW | 14354 | I | 1 | 32.4 | OH | AC | 200-299 | 230 | 1 | 1 | 802 | 2026-11-15 | 2026-11-15 | Improve reliability of area.
WECC-NW |  |  | Planned | WECC | Klamath Falls to Copco 2 230 kV Line Replacement |  | Reliability | Reliability | Klamath Falls, OR | Siskiyou County, CA | PACW | 14354 | I | 1 | 37.4 | OH | AC | 200-299 | 230 | 1 | 1 | 495 | 2028-11-15 | 2028-11-15 | Improve reliability of area.
WECC-NW |  |  | Planned | WECC | Copco 2 to Lone Pine 230 kV Line Replacement |  | Reliability | Reliability | Siskiyou County, CA | Jackson County, OR | PACW | 14354 | I | 1 | 38.6 | OH | AC | 200-299 | 230 | 1 | 1 | 495 | 2027-11-15 | 2027-11-15 | Improve reliability of area.
WECC-NW |  |  | Conceptual | WECC | Grassland Annex to B2H Switching Station 525 kV Line |  | Economics / Congestion | Economic/Congestion | Morrow County, OR | Morrow County, OR | PACW | 14354 | I | 1 | 16 | OH | AC | 400-599 | 525 | 0 | 1 | 2894 | 2026-07-01 | 2026-07-01 | Meet future customer load growth.
WECC-NW |  |  | Under Construction | WECC | Houston Lake to Ponderosa 115 kV #2 Line |  | Reliability | Economic/Congestion | Prineville, OR | Redmond OR | PACW | 14354 | I | 1 | 7.96 | OH | AC | 100-199 | 115 | 1 | 2 | 465 | 2023-11-15 | 2023-11-15 | Improve reliability of area and meet future customer load growth.
WECC-NW |  |  | Planned | WECC | Lone Pine to Belknap Convert to 115 kV Line |  | Reliability | Reliability | Jackson County, OR | Jackson County, OR | PACW | 14354 | I | 1 | 4.06 | OH | AC | 100-199 | 115 | 1 | 1 | 357 | 2032-05-15 | 2032-05-15 | Improve reliability of area.
WECC-NW |  |  | Planned | WECC | Lone Pine to Sage Road 115 kV Line Conversion |  | Reliability | Reliability | Jackson County, OR | Jackson County, OR | PACW | 14354 | I | 1 | 4.5 | OH | AC | 100-199 | 115 | 1 | 1 | 222 | 2025-06-15 | 2025-11-15 | Improve reliability of area.
WECC-NW |  |  | Under Construction | WECC | St. Johns (BPA) to Knott 115 kV Line Conversion |  | Reliability | Reliability | Portland, OR | Portland, OR | PACW | 14354 | I | 1 | 12.2 | OH | AC | 100-199 | 115 | 1 | 1 | 153 | 2023-12-15 | 2023-12-15 | Improve reliability of area.
WECC-NW |  |  | Planned | WECC | Copco 2 to Weed Junction 115 kV Line #2 Conversion |  | Economics / Congestion | Reliability | Siskiyou County, CA | Weed, CA | PACW | 14354 | I | 1 | 38.47 | OH | AC | 100-199 | 115 | 1 | 1 | 222 | 2029-11-15 | 2029-11-15 | Meet future customer load growth and improve reliability of area.
WECC-NW |  |  | Completed | WECC | Jordanelle - Midway 138 kV line |  | Reliability | Reliability | Heber, UT | Midway, UT | PACE | 14354 | I | 1 | 10 |  | AC | 121-150 |  | 0 | 1 | 200 | 2017-01-01 | 2021-12-30 | Improve reliability of area.
WECC-NW |  |  | Planned | WECC | Oquirrh-Terminal 300-399 kV line |  | Economics / Congestion | Reliability | South Jordan, UT | SLC,UT | PACE | 14354 | I | 1 | 28 |  | AC | 300-399 |  | 0 | 2 | 1332 |  | 2024-05-15 | Meet future customer load growth.Provides essential new transmission in important, resource-rich areas that are currently without adequate transmission options.
WECC-NW |  |  | Planned | WECC | Windstar-Shirley Basin 200-299 kV #1 line |  | Economics / Congestion | Economic/Cogestion | Windstar,WY | Carbon County, WY | PACE | 14354 | I | 1 | 59 |  | AC | 200-299 |  | 0 | 1 | 888 |  | 2024-12-01 | Meet future customer load growth.Provides essential new transmission in important, resource-rich areas that are currently without adequate transmission options.
WECC-NW |  |  | Planned | WECC | Aeolus-Clover 400-599 kV line#1 |  | Economics / Congestion | Variable/Renewable Integration | Carbon County, WY | Mona, UT | PACE | 14354 | I | 1 | 414 |  | AC | 400-599 |  | 0 | 1 | 1700 |  | 2024-12-01 | Meet future customer load growth.Provides essential new transmission in important, resource-rich areas that are currently without adequate transmission options.
WECC-NW |  |  | Completed | WECC | Aeolus-Anticline/Bridger 400-599 kV line #1 |  | Economics / Congestion | Economic/Cogestion | Carbon County, WY | Rock Springs, WY | PACE | 14354 | I | 1 | 138 |  | AC | 400-599 |  | 0 | 1 | 1200 |  | 2020-10-01 | Meet future customer load growth.Provides essential new transmission in important, resource-rich areas that are currently without adequate transmission options.
WECC-NW |  |  | Planned | WECC | Anticline/Bridger-Populus 400-599 kV line #1 |  | Economics / Congestion | Economic/Cogestion | Rock Springs, WY | Downey, ID | PACE | 14354 | I | 1 | 203 |  | AC | 400-599 |  | 0 | 1 | 1700 |  | 2027-09-30 | Meet future customer load growth.Provides essential new transmission in important, resource-rich areas that are currently without adequate transmission options.
WECC-NW |  |  | Planned | WECC | DJ- Aeolus 200-299 kV line rebuild with bundled 1272 |  | Economics / Congestion | Economic/Cogestion | Aeolus, WY | Dave Johnston substation,WY | PACE | 14354 | I | 1 | 57 |  | AC | 200-299 |  | 1 | 1 | 888 |  | 2024-12-01 | Meet future customer load growth.Provides essential new transmission in important, resource-rich areas that are currently without adequate transmission options.
WECC-NW |  |  | Completed | WECC | Goshen-Sugarmill - Rigby 161 kV line |  | Reliability | Economic/Cogestion | Goshen, ID | Rigy, ID | PACE | 14354 | I | 1 | 47 |  | AC | 100-200 |  | 1 | 1 | 250 | 2020-10-01 | 2021-04-29 | Improve reliability of area.
WECC-NW |  |  | Planned | WECC | Shirley Basin - Anticline |  | Economics / Congestion | Economic/Cogestion | Carbon County, WY | Rock Springs, WY | PACE | 14354 | I | 1 | 150 |  | AC | 400-599 |  | 1 | 1 | 1200 |  | 2028-12-31 | Meet future customer load growth.Provides essential new transmission in important, resource-rich areas that are currently without adequate transmission options.
WECC-NW |  |  | Planned | WECC | Grace -Oneida - Treasureton Rebuild |  | Economics / Congestion | Economic/Cogestion | Grace, ID | Treasureton, ID | PACE | 14354 | I | 1 | 25 |  | AC | 121-150 |  | 1 | 1 | 266 | 2025-01-31 | 2025-01-31 | Improve reliability of area.
WECC-NW |  |  | Planned | WECC | Goshen - Fishcreek - Grace Rebuild |  | Reliability | Economic/Cogestion | Goshen, ID | Grace, ID | PACE | 14354 | I | 1 | 57.22 |  | AC | 151-199 |  | 1 | 1 | 310 | 2025-01-31 | 2025-01-31 | Improve reliability of area.
WECC-NW |  |  | Planned | WECC | Ben Lomond - Warren - BDO - Pioneer Rebuild |  | Reliability | Economic/Cogestion | Ben Lomond, UT | Pioneer, UT | PACE | PACE | I | 1 | 9.1 |  | AC | 121-150 |  | 1 | 1 | 266 | 2025-01-31 | 2025-01-31 | Improve reliability of area.
WECC-NW |  |  | Planned | WECC | Spanish Fork - Mercer |  | Economics / Congestion | Economic/Cogestion | Spanish Fork, UT | Mercer (Eagle Mountain), UT | PACE | 14354 | I | 1 | 50 |  | AC | 300-399 |  | 1 | 1 | 800 | 2026-11-15 | 2026-11-15 | Meet future customer load growth.Provides essential new transmission in important, resource-rich areas that are currently without adequate transmission options.
WECC-SW |  |  | Under Construction | WECC | "S" Line Upgrade | Y | Reliability | Economics | El Centro 230kV Switching Station | Imperial Valley 230kV Substation | IID | 9216 | O | 1 | 18.6 | OH | AC | 200-299 | 230 | 1 | 1 | 850 | 2022-01-01 | 2023-04-01
WECC-SW |  |  | Conceptual | WECC | Ramon-Mirage 230kV circuit 2 | Y | Reliability |  | Ramon 230kV Substation | Mirage 230kV Substation | IID | 9216 | O | 1 | 1 | OH | AC | 200-299 | 230 | 1 | 1 | 778 |  | 2024-06-01
WECC-SW |  |  | Planned | WECC | Afton North Substation 345 kV (New) and Afton-Newman 345kV Line Reconfiguration (Afton North-Newman) |  | Reliability | Other | El Paso, TX | El Paso, TX | EPE | 5701 | I | 100 | 0.01 | OH | AC | 300-399 | 345 | 1 |  | 923.8 | 2023-05-01 | 2025-01-01
WECC-SW |  |  | Planned | WECC | Afton North-Airport 345 kV Line (New) |  | Reliability | Other | Vado, NM | Las Cruces, NM | EPE | 5701 | I | 100 | 0.01 | OH | AC | 300-399 | 345 | 1 |  | 1031.4 | 2028-05-01 | 2026-01-01
WECC-SW |  |  | Planned | WECC | Afton-Afton North 345 kV Double Bundled Line (New) |  | Reliability | Other | El Paso, TX | El Paso, TX | EPE | 5701 | I | 100 | 1 | OH | AC | 300-399 | 345 | 1 |  | 921.4 | 2023-05-01 | 2025-01-01
WECC-SW |  |  | Planned | WECC | Anthony-Vado 115 kV Double Bundled Line (Rebuild, Reconductor) |  | Reliability | Other | Las Cruces, NM | Las Cruces, NM | EPE | 5701 | I | 100 | 0.01 | OH | AC | 100-120 | 115 | 1 |  | 369.6 | 2026-05-01 | 2028-01-01
WECC-SW |  |  | Planned | WECC | Apollo-Cox Line (Voltage Conversion, Reconductor) 69 kV to 115 kV |  | Reliability | Other | Las Cruces, NM | Las Cruces, NM | EPE | 5701 | I | 100 | 0.01 | OH | AC | 100-120 | 115 | 1 |  | 113.7 | 2022-07-01 | 2024-01-01
WECC-SW |  |  | Planned | WECC | Apollo-Moongate 115 kV Line (Voltage Conversion, Partial New Build) |  | Reliability | Other | Las Cruces, NM | Las Cruces, NM | EPE | 5701 | I | 100 | 0.01 | OH | AC | 100-120 | 115 | 1 |  | 68.5 | 2022-12-01 | 2024-01-01
WECC-SW |  |  | Planned | WECC | Ascarate-Copper 115 kV Double Bundled Line (Rebuild) |  | Reliability | Other | El Paso, TX | El Paso, TX | EPE | 5701 | I | 100 | 0.01 | OH | AC | 100-120 | 115 | 1 |  | 369.6 |  | 2031-01-01
WECC-SW |  |  | Planned | WECC | Ascarate-Trowbridge 115 kV Double Bundled Line (Rebuild, Reconductor) |  | Reliability | Other | El Paso, TX | El Paso, TX | EPE | 5701 | I | 100 | 0.01 | OH | AC | 100-120 | 115 | 1 |  | 369.6 |  | 2025-01-01
WECC-SW |  |  | Planned | WECC | Austin-Marlow 115 kV Double Bundled Line (Rebuild) |  | Reliability | Other | El Paso, TX | El Paso, TX | EPE | 5701 | I | 100 | 0.01 | OH | AC | 100-120 | 115 | 1 |  | 369.6 |  | 2032-01-01
WECC-SW |  |  | Planned | WECC | Austin-Marlow 115 kV Line (Ground Clearance Limitation to be Removed, Resulting in Higher Line Rating) |  | Reliability | Other | El Paso, TX | El Paso, TX | EPE | 5701 | I | 100 | 0.01 | OH | AC | 100-120 | 115 | 1 |  | 268.3 |  | 2025-01-01
WECC-SW |  |  | Planned | WECC | Caliente-MPS 16700 115 kV Line (Rebuild, Reconductor) |  | Reliability | Other | El Paso, TX | El Paso, TX | EPE | 5701 | I | 100 | 0.01 | OH | AC | 100-120 | 115 | 1 |  | 268.1 | 2022-05-01 | 2026-01-01
WECC-SW |  |  | Planned | WECC | CE-2 Substation (New) and Related 115 kV West Loop Line Reconfiguration (CE2-Executive) |  | Reliability | Other | El Paso, TX | El Paso, TX | EPE | 5701 | I | 100 | 0.01 | OH | AC | 100-120 | 115 | 1 |  | 270.8 | 2025-05-01 | 2025-01-01
WECC-SW |  |  | Planned | WECC | CE-2 Substation (New) and Related 115 kV West Loop Line Reconfiguration (CE2-Rio Grande) |  | Reliability | Other | El Paso, TX | El Paso, TX | EPE | 5701 | I | 100 | 0.01 | OH | AC | 100-120 | 115 | 1 |  | 268.3 | 2025-05-01 | 2025-01-01
WECC-SW |  |  | Planned | WECC | CE2-Austin 115 kV Double Bundlded Line (Rebuild, Reconductor, Part of In-and-Out into CE2 Substation) |  | Reliability | Other | El Paso, TX | El Paso, TX | EPE | 5701 | I | 100 | 0.01 | OH | AC | 100-120 | 115 | 1 |  | 369 |  | 2025-01-01
WECC-SW |  |  | Planned | WECC | CE2-Rio Grande 115 kV Double Bundled Line (Rebuild) |  | Reliability | Other | El Paso, TX | El Paso, TX | EPE | 5701 | I | 100 | 0.01 | OH | AC | 100-120 | 115 | 1 |  | 369.6 |  | 2032-01-01
WECC-SW |  |  | Planned | WECC | CE3 Substation (New) and Related 115 kV West Loop Line Reconfiguration (CE3-Rio Grande) |  | Reliability | Other | El Paso, TX | El Paso, TX | EPE | 5701 | I | 100 | 0.01 | OH | AC | 100-120 | 115 | 1 |  | 369.6 |  | 2029-01-01
WECC-SW |  |  | Planned | WECC | CE3 Substation (New) and Related 115 kV West Loop Line Reconfiguration (CE3-Sunset North) |  | Reliability | Other | El Paso, TX | El Paso, TX | EPE | 5701 | I | 100 | 0.01 | OH | AC | 100-120 | 115 | 1 |  | 369.6 |  | 2029-01-01
WECC-SW |  |  | Planned | WECC | CE3-CE4 115 kV Line (New) |  | Reliability | Other | El Paso, TX | El Paso, TX | EPE | 5701 | I | 100 | 0.01 | OH | AC | 100-120 | 115 | 1 |  | 184.8 |  | 2029-01-01
WECC-SW |  |  | Planned | WECC | CE4-Executive 115 kV Line (New) |  | Reliability | Other | El Paso, TX | El Paso, TX | EPE | 5701 | I | 100 | 0.01 | OH | AC | 100-120 | 115 | 1 |  | 184.8 |  | 2028-01-01
WECC-SW |  |  | Planned | WECC | CE4-Patriot 115 kV Line (Existing, Partial New Build) |  | Reliability | Other | El Paso, TX | El Paso, TX | EPE | 5701 | I | 100 | 0.01 | OH | AC | 100-120 | 115 | 1 |  | 135.4 |  | 2028-01-01
WECC-SW |  |  | Planned | WECC | Copper-Pendale 115 kV Double Bundled Line (Rebuild) |  | Reliability | Other | El Paso, TX | El Paso, TX | EPE | 5701 | I | 100 | 0.01 | OH | AC | 100-120 | 115 | 1 |  | 369.6 |  | 2032-01-01
WECC-SW |  |  | Planned | WECC | Coyote (FE6) 115 kV New Full Substation (FE6-MPS) |  | Reliability | Other | El Paso, TX | El Paso, TX | EPE | 5701 | I | 100 | 0.01 | OH | AC | 100-120 | 115 | 1 |  | 239 |  | 2027-01-01
WECC-SW |  |  | Planned | WECC | Coyote (FE6) 115 kV New Full Substation (FE6-Triumph) |  | Reliability | Other | El Paso, TX | El Paso, TX | EPE | 5701 | I | 100 | 0.01 | OH | AC | 100-120 | 115 | 1 |  | 184.8 |  | 2027-01-01
WECC-SW |  |  | Planned | WECC | Coyote (FE6)-Pine 115 kV Line (Reconductor) |  | Reliability | Other | El Paso, TX | El Paso, TX | EPE | 5701 | I | 100 | 0.01 | OH | AC | 100-120 | 115 | 1 |  | 184.8 | 2025-05-01 | 2027-01-01
WECC-SW |  |  | Planned | WECC | Cromo-CE2 115 kV Line (Reconductor) |  | Reliability | Other | El Paso, TX | El Paso, TX | EPE | 5701 | I | 100 | 0.01 | OH | AC | 100-120 | 115 | 1 |  | 185 |  | 2026-01-01
WECC-SW |  |  | Planned | WECC | Cromo-Rio Grande 115 kV Line (Reconductor) |  | Reliability | Other | El Paso, TX | El Paso, TX | EPE | 5701 | I | 100 | 0.01 | OH | AC | 100-120 | 115 | 1 |  | 184.8 |  | 2025-01-01
WECC-SW |  |  | Planned | WECC | Durazno-Ascarate 115 kV Line Rating Uprate (Jumper Limitation to be Removed) |  | Reliability | Other | El Paso, TX | El Paso, TX | EPE | 5701 | I | 100 | 0.01 | OH | AC | 100-120 | 115 | 1 |  | 184.8 |  | 2032-01-01
WECC-SW |  |  | Planned | WECC | EA1 Substation (New) and Related 115 kV Line Reconfiguration (EA1-Scotsdale) |  | Reliability | Other | El Paso, TX | El Paso, TX | EPE | 5701 | I | 100 | 0.01 | OH | AC | 100-120 | 115 | 1 |  | 135.4 |  | 2031-01-01
WECC-SW |  |  | Planned | WECC | EA1 Substation (New) and Related 115 kV Line Reconfiguration (EA1-Vista) |  | Reliability | Other | El Paso, TX | El Paso, TX | EPE | 5701 | I | 100 | 0.01 | OH | AC | 100-120 | 115 | 1 |  | 135.4 |  | 2031-01-01
WECC-SW |  |  | Planned | WECC | FE5 Substation (New) and Related 115 kV Line Reconductor and Reconfiguration (FE5-Sparks) |  | Reliability | Other | El Paso, TX | El Paso, TX | EPE | 5701 | I | 100 | 0.01 | OH | AC | 100-120 | 115 | 1 |  | 184.8 |  | 2024-01-01
WECC-SW |  |  | Planned | WECC | FE5 Substation (New) and Related 115 kV Line Reconductor and Reconfiguration (FE5-Wrangler) |  | Reliability | Other | El Paso, TX | El Paso, TX | EPE | 5701 | I | 100 | 0.01 | OH | AC | 100-120 | 115 | 1 |  | 369.6 |  | 2024-01-01
WECC-SW |  |  | Completed | WECC | In-and-Out into Otero 345 kV and In-and-Out into Picante Substation from Caliente-Amrad 345 kV Line (Amrad to Otero) |  | Reliability | Other | El Paso, Tx | El Paso, Tx | EPE | 5701 | I | 100 | 0.01 | OH | AC | 300-399 | 345 | 1 |  | 785.2 |  | 2022-01-01
WECC-SW |  |  | Completed | WECC | In-and-Out into Otero 345 kV and In-and-Out into Picante Substation from Caliente-Amrad 345 kV Line (Otero to Picante) |  | Reliability | Other | El Paso, Tx | El Paso, Tx | EPE | 5701 | I | 100 | 0.01 | OH | AC | 300-399 | 345 | 1 |  | 785.2 |  | 2022-01-01
WECC-SW |  |  | Completed | WECC | In-and-Out into Otero 345 kV and In-and-Out into Picante Substation from Caliente-Amrad 345 kV Line (Picante to Caliente) |  | Reliability | Other | El Paso, Tx | El Paso, Tx | EPE | 5701 | I | 100 | 0.01 | OH | AC | 300-399 | 345 | 2 |  | 787.6 |  | 2022-01-01
WECC-SW |  |  | Planned | WECC | Jornada-Arroyo 115 kV Line (Reconductor) |  | Reliability | Other | Las Cruces, NM | Las Cruces, NM | EPE | 5701 | I | 100 | 0.01 | OH | AC | 100-120 | 115 | 1 |  | 184.8 | 2022-10-01 | 2024-01-01
WECC-SW |  |  | Planned | WECC | Jornada-Leasburg 115 kV Line Rating Uprate (Series Element Limitation to be Removed) |  | Reliability | Other | Las Cruces, NM | Las Cruces, NM | EPE | 5701 | I | 100 | 0.01 | OH | AC | 100-120 | 115 | 1 |  | 44.6 |  | 2027-01-01
WECC-SW |  |  | Planned | WECC | Lane-Wrangler 115 kV Double Bundled Line (Rebuild) |  | Reliability | Other | El Paso, TX | El Paso, TX | EPE | 5701 | I | 100 | 0.01 | OH | AC | 100-120 | 115 | 1 |  | 369.6 |  | 2024-01-01
WECC-SW |  |  | Planned | WECC | Leasburg-Hatch 115 kV Line Rating Uprate (Series Element Limitation to be Removed) |  | Reliability | Other | Las Cruces, NM | Hatch, NM | EPE | 5701 | I | 100 | 0.01 | OH | AC | 100-120 | 115 | 1 |  | 44.6 |  | 2027-01-01
WECC-SW |  |  | Completed | WECC | Marlow-Trowbridge 115 kV (Rebuild) |  | Reliability | Other | El Paso, Tx | El Paso, Tx | EPE | 5701 | I | 100 | 0.01 | OH | AC | 100-120 | 115 | 1 |  | 184.8 |  | 2022-01-01
WECC-SW |  |  | Planned | WECC | Marlow-Trowbridge 115 kV Double Bundled Line (Rebuild) |  | Reliability | Other | El Paso, TX | El Paso, TX | EPE | 5701 | I | 100 | 0.01 | OH | AC | 100-120 | 115 | 1 |  | 369.6 |  | 2030-01-01
WECC-SW |  |  | Planned | WECC | McCombs Substation (New) and Related 115 kV Line Reconfiguration (McCombs-North Bliss) |  | Reliability | Other | El Paso, TX | El Paso, TX | EPE | 5701 | I | 100 | 0.01 | OH | AC | 100-120 | 115 | 1 |  | 135.4 | 2022-09-01 | 2024-01-01
WECC-SW |  |  | Planned | WECC | McCombs Substation (New) and Related 115 kV Line Reconfiguration(McCombs-Dyer) |  | Reliability | Other | El Paso, TX | El Paso, TX | EPE | 5701 | I | 100 | 0.01 | OH | AC | 100-120 | 115 | 1 |  | 135.4 | 2022-09-01 | 2024-01-01
WECC-SW |  |  | Planned | WECC | McNutt Substation (New) and Related 115 kV Line Reconfiguration (McNutt-Verde) |  | Reliability | Other | El Paso, TX | El Paso, TX | EPE | 5701 | I | 100 | 0.01 | OH | AC | 100-120 | 115 | 1 |  | 168.9 |  | 2029-01-01
WECC-SW |  |  | Planned | WECC | McNutt Substation (New) and Related 115 kV Line Reconfiguration(Mcnutt-Diablo) |  | Reliability | Other | El Paso, TX | El Paso, TX | EPE | 5701 | I | 100 | 0.01 | OH | AC | 100-120 | 115 | 1 |  | 168.9 |  | 2029-01-01
WECC-SW |  |  | Planned | WECC | Mesa Area Switching Station (New) and Related 115 kV West Loop Line Reconfiguration (Mesa Area Switching Station-CETTAP) |  | Reliability | Other | El Paso, TX | El Paso, TX | EPE | 5701 | I | 100 | 0.01 | OH | AC | 100-120 | 115 | 1 |  | 135.4 |  | 2025-01-01
WECC-SW |  |  | Planned | WECC | Mesa Area Switching Station (New) and Related 115 kV West Loop Line Reconfiguration (Mesa Area Switching Station-Patriot) |  | Reliability | Other | El Paso, TX | El Paso, TX | EPE | 5701 | I | 100 | 0.01 | OH | AC | 100-120 | 115 | 1 |  | 135.4 |  | 2025-01-01
WECC-SW |  |  | Planned | WECC | Mesa Area Switching Station (Reintroduced) and Related 115 kV West Loop Line Reconfiguration (Mesa Area Switching Station-Austin) |  | Reliability | Other | El Paso, TX | El Paso, TX | EPE | 5701 | I | 100 | 0.01 | OH | AC | 100-120 | 115 | 1 |  | 184.8 |  | 2031-01-01
WECC-SW |  |  | Planned | WECC | Mesa Area Switching Station (Reintroduced) and Related 115 kV West Loop Line Reconfiguration (Mesa Area Switching Station-CE2) |  | Reliability | Other | El Paso, TX | El Paso, TX | EPE | 5701 | I | 100 | 0.01 | OH | AC | 100-120 | 115 | 1 |  | 184.8 |  | 2031-01-01
WECC-SW |  |  | Planned | WECC | Mesa Area Switching Station (Reintroduced) and Related 115 kV West Loop Line Reconfiguration (Mesa Area Switching Station-CE4) |  | Reliability | Other | El Paso, TX | El Paso, TX | EPE | 5701 | I | 100 | 0.01 | OH | AC | 100-120 | 115 | 1 |  | 135.4 |  | 2031-01-01
WECC-SW |  |  | Planned | WECC | Mesa Area Switching Station-Executive 115 kV Line (New) |  | Reliability | Other | El Paso, TX | El Paso, TX | EPE | 5701 | I | 100 | 0.01 | OH | AC | 100-120 | 115 | 1 |  | 184.8 |  | 2025-01-01
WECC-SW |  |  | Planned | WECC | Moongate-Arroyo 115 kV Line (Voltage Conversion, Partial Reconductor, Partial New Build) |  | Reliability | Other | Las Cruces, NM | Las Cruces, NM | EPE | 5701 | I | 100 | 8 | OH | AC | 100-120 | 115 | 1 |  | 184.8 |  | 2024-01-01
WECC-SW |  |  | Under Construction | WECC | Moongate-Jornada 115 kV Line (New) |  | Reliability | Other | Las Cruces, NM | Las Cruces, NM | EPE | 5701 | I | 100 | 9 | OH | AC | 100-120 | 115 | 1 |  | 184.8 | 2022-12-01 | 2023-01-01
WECC-SW |  |  | Planned | WECC | NE3 Substation (New) and Related 115 kV Line Reconfiguration (NE3-Pipeline) |  | Reliability | Other | El Paso, TX | El Paso, TX | EPE | 5701 | I | 100 | 0.01 | OH | AC | 100-120 | 115 | 1 |  | 184.8 |  | 2031-01-01
WECC-SW |  |  | Planned | WECC | NE3 Substation (New) and Related 115 kV Line Reconfiguration (NE3-Roberts) |  | Reliability | Other | El Paso, TX | El Paso, TX | EPE | 5701 | I | 100 | 0.01 | OH | AC | 100-120 | 115 | 1 |  | 184.8 |  | 2031-01-01
WECC-SW |  |  | Under Construction | WECC | Newman-Chaparral 115 kV Double Bundled Line (Rebuild, Reconductor) |  | Reliability | Other | El Paso, TX | El Paso, TX | EPE | 5701 | I | 100 | 0.01 | OH | AC | 100-120 | 115 | 1 |  | 369.6 | 2022-03-01 | 2023-01-01
WECC-SW |  |  | Planned | WECC | Newman-McCombs 115 kV Lines, Circuit 1 & 2 (Reconductor) |  | Reliability | Other | El Paso, TX | El Paso, TX | EPE | 5701 | I | 100 | 0.01 | OH | AC | 100-120 | 115 | 1 |  | 185.4 |  | 2024-01-01
WECC-SW |  |  | Planned | WECC | Pellicano-Montwood 115 kV Double Bundled Line (Rebuild) |  | Reliability | Other | El Paso, TX | El Paso, TX | EPE | 5701 | I | 100 | 0.01 | OH | AC | 100-120 | 115 | 1 |  | 369.6 |  | 2023-01-01
WECC-SW |  |  | Planned | WECC | Pendale-Lane 115 kV Line Uprate (Jumper Limitation to be Removed) |  | Reliability | Other | El Paso, TX | El Paso, TX | EPE | 5701 | I | 100 | 0.01 | OH | AC | 100-120 | 115 | 1 |  | 184.8 |  | 2032-01-01
WECC-SW |  |  | Completed | WECC | Picante-Caliente #2 345 kV Line |  | Reliability | Other | El Paso, Tx | El Paso, Tx | EPE | 5701 | I | 100 | 0.01 | OH | AC | 300-399 | 345 | 2 |  | 785.2 |  | 2022-01-01
WECC-SW |  |  | Planned | WECC | Pine-Seabeck 115 kV Line (New) |  | Reliability | Other | El Paso, TX | El Paso, TX | EPE | 5701 | I | 100 | 9 | OH | AC | 100-120 | 115 | 1 |  | 184.8 | 2024-12-01 | 2027-01-01
WECC-SW |  |  | Planned | WECC | Rio Grande-Sunset North 115 kV Double Bundled Line (Rebuild, Reconductor) |  | Reliability | Other | El Paso, TX | El Paso, TX | EPE | 5701 | I | 100 | 0.01 | OH | AC | 100-120 | 115 | 1 |  | 369.6 | 2025-05-01 | 2025-01-01
WECC-SW |  |  | Completed | WECC | Roberts Substation (New) and Related 115 kV Line Reconfiguration (Roberts-Newman Circuits 1 & 2) |  | Reliability | Other | El Paso, Tx | El Paso, Tx | EPE | 5701 | I | 100 | 0.01 | OH | AC | 100-120 | 115 | 1 |  | 184.8 |  | 2022-01-01
WECC-SW |  |  | Completed | WECC | Roberts Substation (New) and Related 115 kV Line Reconfiguration (Roberts-Picante) |  | Reliability | Other | El Paso, Tx | El Paso, Tx | EPE | 5701 | I | 100 | 0.01 | OH | AC | 100-120 | 115 | 1 |  | 184.8 |  | 2022-01-01
WECC-SW |  |  | Completed | WECC | Roberts Substation (New) and Related 115 kV Line Reconfiguration (Roberts-Pipeline) |  | Reliability | Other | El Paso, Tx | El Paso, Tx | EPE | 5701 | I | 100 | 0.01 | OH | AC | 100-120 | 115 | 1 |  | 184.8 |  | 2022-01-01
WECC-SW |  |  | Planned | WECC | Seabeck-Horizon 115 kV Line (Rebuild, Upgrade) |  | Reliability | Other | El Paso, TX | El Paso, TX | EPE | 5701 | I | 100 | 7 | OH | AC | 100-120 | 115 | 1 |  | 184.8 | 2024-10-01 | 2026-01-01
WECC-SW |  |  | Planned | WECC | Seabeck-San Felipe 115 kV Line (New) |  | Reliability | Other | El Paso, TX | El Paso, TX | EPE | 5701 | I | 100 | 13 | OH | AC | 100-120 | 115 | 1 |  | 184.8 | 2024-10-01 | 2026-01-01
WECC-SW |  |  | Planned | WECC | Sparks-San Felipe Line (Voltage Conversion, Rebuild, Reconductor) 69 kV to 115 kV |  | Reliability | Other | El Paso, TX | El Paso, TX | EPE | 5701 | I | 100 | 0.01 | OH | AC | 100-120 | 115 | 1 |  | 184.8 | 2024-10-01 | 2026-01-01
WECC-SW |  |  | Planned | WECC | Vado Substation 345/115 kV (New) (Vado-Afton North) |  | Reliability | Other | Las Cruces, NM | Las Cruces, NM | EPE | 5701 | I | 100 | 0.01 | OH | AC | 300-399 | 345 | 1 |  | 923.8 | 2024-05-01 | 2028-01-01
WECC-SW |  |  | Planned | WECC | Vado Substation 345/115 kV (New) (Vado-Newman) |  | Reliability | Other | Las Cruces, NM | Las Cruces, NM | EPE | 5701 | I | 100 | 0.01 | OH | AC | 300-399 | 345 | 1 |  | 923.8 | 2024-05-01 | 2028-01-01
WECC-SW |  |  | Planned | WECC | Vado-Salopek 115 kV Double Bundled Line (Rebuild, Reconductor) |  | Reliability | Other | Las Cruces, NM | Las Cruces, NM | EPE | 5701 | I | 100 | 0.01 | OH | AC | 100-120 | 115 | 1 |  | 369.6 | 2026-05-01 | 2028-01-01
WECC-SW |  |  | Planned | WECC | Verde Switching Station (New) and Related 115 kV Line Reconfiguration (Verde-Diablo) |  | Other | [7 empty] | 0.01 |  |  | 100-120 | 115 |  |  | 168.9
WECC-SW |  |  | Planned | WECC | Verde Switching Station (New) and Related 115 kV Line Reconfiguration (Verde-Santa Teresa) |  | Reliability | Other | El Paso, TX | El Paso, TX | EPE | 5701 | I | 101 | 0.01 | OH | AC | 100-120 | 115 | 1 |  | 168.9 |  | 2023-01-01
WECC-SW |  |  | Planned | WECC | WS1 Substation (New) and Related 115 kV Line Reconfiguration (WS1-Montoya) |  | Reliability | Other | El Paso, TX | El Paso, TX | EPE | 5701 | I | 100 | 0.01 | OH | AC | 100-120 | 115 | 1 |  | 165.3 |  | 2031-01-01
WECC-SW |  |  | Planned | WECC | WS1 Substation (New) and Related 115 kV Line Reconfiguration (WS1-Nuway) |  | Reliability | Other | El Paso, TX | El Paso, TX | EPE | 5701 | I | 100 | 0.01 | OH | AC | 100-120 | 115 | 1 |  | 165.3 |  | 2031-01-01
WECC-SW |  |  | Planned | WECC | WS2 Substation (New) and Related 115 kV Line Reconfiguration (WS2-Mesa Area Switching Station) |  | Reliability | Other | El Paso, TX | El Paso, TX | EPE | 5701 | I | 100 | 0.01 | OH | AC | 100-120 | 115 | 1 |  | 135.4 |  | 2031-01-01
WECC-SW |  |  | Planned | WECC | WS2 Substation (New) and Related 115 kV Line Reconfiguration (WS2-Patriot) |  | Reliability | Other | El Paso, TX | El Paso, TX | EPE | 5701 | I | 100 | 0.01 | OH | AC | 100-120 | 115 | 1 |  | 135.4 |  | 2031-01-01
WECC-SW |  |  | Conceptual | WECC | San Juan Basin Energy Connect Project | No | Reliability | Economic/Cogestion | Shiprock, NM | near Ignaciao, CO | TSGT | 30102 | C | 100 | 70 |  | AC | 200-299 | 230 | 1 | 1 | 600 | 2012-09-01 |  | Not a part of current plans.
WECC-SW |  |  | Conceptual | WECC | NENM Reliability Improvement Phase II | No | Reliability |  | Hess, NM | Rosebud, NM | TSGT | 30102 | C | 100 | 27 | OH | AC | 200-299 | 230 | 1 | 1 | 621 | 2019-12-01 | 2029-12-01
WECC-SW |  |  | Conceptual | WECC | NENM Reliability Improvement Phase II | No | Reliability |  | Hess, NM | Gladstone, NM | TSGT | 30102 | C | 100 | 27 | OH | AC | 200-299 | 115 | 1 | 1 | 621 | 2019-12-01 | 2029-12-01 | Line currently built for 230 kV but operated at 115- convert to 230
WECC-SW |  |  | Conceptual | WECC | NENM Reliability Improvement Phase I | No | Reliability |  | Gladstone, NM | Springer, NM | TSGT | 30102 | C | 100 | 61 |  | AC | 100-120 | 115 | 1 | 1 | 240 | 2019-12-01
WECC-SW |  |  | Planned | WECC | San Ysidro-Torreon 115kV to 69kV Tranmission Line Conversion | No | Reliability |  | San Ysidro | Torreon | TSGT | 30102 | C | 100 | 26.5 |  | AC | 100-120 | 115 | 1 | 1 | 44.4 | 2022-12-01 | 2022-12-01 | Project canceled, San Ysidro sub to be decommisioned
WECC-SW |  |  | Conceptual | WECC | Ojo-Taos 115 kV Line | No | Economics / Congestion | Reliability | Taos | Ojo | KCEC |  | C | 100 | 30 |  | AC | 100-120 | 115 | 1 | 1 | 200 | 2024-09-01 | 2027-09-01 | permitting process caused routing change and delay in ISD
WECC-SW |  |  | Conceptual | WECC | PNM-Mendoza 115kV Tap | Yes | Economics / Congestion | Reliability | PNM AY 115kV Line | CYGA-Mendoza Tap | CYGA |  | M | 100 | 3 | OH | AC | 100-120 | 115 | 1 | 1 | 10 | 2023-06-01 | 2023-06-01
WECC-SW |  |  | Planned | WECC | Jicarilla Energy Center Generation Tie-line | Yes | Variable/Renewable Integration |  | JAN Substation 345 kV | Jan Energy Center | JANPA |  | O | 100 | 7.5 | OH | AC | 300-399 | 345 | 1 | 1 | 700 | 2021-03-01 | 2022-04-01
WECC-SW |  |  | Planned | WECC | Los Alamos Service Area Transmission Capacity Upgrade | No | Economics / Congestion | Other | Norton | STA | Los Alamos County | 30106 | M | 100 | 12 |  | AC | 100-120 | 115 | 1 | 2 | 285 | 2015-06-01 | 2027-06-01 | Interconnection Study completed, Funding secured
WECC-SW |  |  | Conceptual | WECC | Los Alamos Service Area Transmission Capacity Upgrade | No | Economics / Congestion | Other | BA | STA | Los Alamos County | 30106 | M | 100 | 12 |  | AC | 100-120 | 115 | 1 | 2 | 285 | 2019-06-01 | 2029-06-01 | Transmission is being studied
WECC-SW |  |  | Planned | WECC | Frontier - Picacho 115kV Uprate | No | Reliability |  | Frontier | Picacho | TSGT | 30102 | C | 100 | 47.9 |  | AC | 100-120 | 115 | 1 | 1 |  | 2028-03-01 | 2028-03-01 | Phase raising project.
WECC-SW |  |  | Planned | WECC | Alta Luna - Caballo 115kV Uprate | No | Reliability |  | Alta Luna | Caballo | TSGT | 30102 | C | 100 | 30.3 |  | AC | 100-120 | 115 | 1 | 1 |  | 2027-12-01 | 2027-12-01 | Phase raising project.
WECC-SW |  |  | Planned | WECC | Alta Luna - Mimbres 115kV Uprate | No | Reliability |  | Alta Luna | Mimbres | TSGT | 30102 | C | 100 | 26.7 |  | AC | 100-120 | 115 | 1 | 1 |  | 2024-12-01 | 2024-12-01 | Phase raising project.
WECC-SW |  |  | Under Construction | WECC | Sun Ranch - Rattle Snake 116 kV line | No | Reliability |  | Sun Ranch | Rattele Snake | PNM | 30101 | I | 1 | 4.27 | OH | AC | 100-120 | 115 | 1 | 1 | 350 | 2023-12-15 |  | Generation Interconneciton Project
WECC-SW |  |  | Under Construction | WECC | Person - Tome 46 to 115 kV operational upgrade | No | Reliability |  | Person | Tome | PNM | 30101 | i | 1 | 26.82 | OH | AC | 100-120 | 115 | 1 | 1 | 157 | 2023-12-15 |  | A existing 45 kV line designed at 115 kV operation being re terminated to operate 115 kV - 115 kV
WECC-SW |  |  | Planned | WECC | San Ysidro Decommissioning | No | Reliability |  | Torreon | San Ysidro | TSGT | 30102 | C | 100 | 0.01 |  | AC | 100-120 | 115 | 1 | 1 |  |  | 2023-03-20 | decomissioning san ysidro 115 kV and torreon - san ysidro 115 kV line
WECC-SW |  |  | Conceptual | WECC | NENM Reliability Improvement Phase II | No | Reliability |  | Hess, NM | Rosebud, NM | TSGT | 30102 | C | 100 | 27 | OH | AC | 200-299 | 230 | 1 | 1 | 621 | 2019-12-01 | 2029-12-01
WECC-SW |  |  | Conceptual | WECC | NENM Reliability Improvement Phase II | No | Reliability |  | Hess, NM | Gladstone, NM | TSGT | 30102 | C | 100 | 27 | OH | AC | 200-299 | 115 | 1 | 1 | 621 | 2019-12-01 | 2029-12-01 | Line currently built for 230 kV but operated at 115- convert to 230
WECC-SW |  |  | Conceptual | WECC | NENM Reliability Improvement Phase I | No | Reliability |  | Gladstone, NM | Springer, NM | TSGT | 30102 | C | 100 | 61 |  | AC | 100-120 | 115 | 1 | 1 | 240 | 2019-12-01
WECC-SW |  |  | Cancelled - Other (Comment Required) | WECC | San Ysidro-Torreon 115kV to 69kV Tranmission Line Conversion | No | Reliability |  | San Ysidro | Torreon | TSGT | 30102 | C | 100 | 26.5 |  | AC | 100-120 | 115 | 1 | 1 | 44.4 | 2022-12-01 | 2022-12-01 | Project canceled, San Ysidro sub to be decommisioned
WECC-SW |  |  | Under Construction | WECC | Sun Ranch - Huning Ranch | No | Reliability |  | Sun Ranch | Huning Ranch | PNM | 30101 | i | 1 | 9.29 | OH | AC | 100-120 | 115 | 1 | 1 | 350 | 2023-12-15 |  | Generation Interconneciton Project
WECC-SW |  |  | Planned | WECC | Abel - Santan | No | Reliability |  | Queen Creek AZ | GIlbert AZ | SRP | 16572 | S | 100% SRP | 8 | OH | AC | 200-299 | 230 | 2 | 2 | 878 | 2020-06-01 | 2023-06-01 | Siting complete. In-Service year is for the transmission lines (Abel - Santan and Abel - Schader); additional stations along the route, Ball and Pfiester, are TBD.
WECC-SW |  |  | Planned | WECC | Abel - Schrader | No | Reliability |  | Queen Creek AZ | Florence AZ | SRP | 16572 | S | 100% SRP | 12 | OH | AC | 200-299 | 230 | 2 | 2 | 878 | 2020-06-01 | 2023-06-01 | Siting complete. In-Service year is for the transmission lines (Abel - Santan and Abel - Schader); additional stations along the route, Ball and Pfiester, are TBD.
WECC-SW |  |  | Conceptual | WECC | Silver King to New Oakflat | No | Reliability |  | Pinal County, AZ | Ray, AZ | SRP | 16572 | S | 100% SRP | 1.5 | OH | AC | 200-299 | 230 | 2 | 2 |  | 2018-04-01 |  | Contingent on customer load expansion
WECC-SW |  |  | Conceptual | WECC | New Oakflat to New Superior | No | Reliability |  | Ray, AZ | Ray, AZ | SRP | 16572 | S | 100% SRP | 4.6 | OH | AC | 200-299 | 230 | 2 | 2 |  | 2018-02-01 |  | Contingent on customer load expansion
WECC-SW |  |  | Conceptual | WECC | Hassayampa to Pinal West No 2 | No | Reliability | Economic/Cogestion | Wintersburg, AZ | Maricopa, AZ | SRP | 16572 | S | TBD | 51 | OH | AC | 400-599 | 500 | 1 | 1 |  |  |  | Siting complete.
WECC-SW |  |  | Completed | WECC | Jojoba loop in of Hassayampa to Pinal West No 1 | No | Economics / Congestion |  | Goodyear, AZ |  | TEP | 16572 | S | TBD | 0.01 | OH | AC | 400-599 | 500 | 1 | 1 | TBD | 2016-04-01 | 2022-04-01 | Requested by TEP
WECC-SW |  |  | Completed | WECC | Price Road Corridor - Henshaw to Knox #1 | No | Reliability |  | Chandler, AZ | Chandler, AZ | SRP | 16572 | S | 100% SRP | 7 | UG | AC | 200-299 | 230 | 2 | 2 |  | 2021-09-01 | 2021-09-01
WECC-SW |  |  | Completed | WECC | Price Road Corridor - Henshaw to Knox #2 | No | Reliability |  | Chandler, AZ | Chandler, AZ | SRP | 16572 | S | 100% SRP | 7 | UG | AC | 200-299 | 230 | 2 | 2 |  | 2021-09-01 | 2021-09-01
WECC-SW |  |  | Conceptual | WECC | Copper Crossing - Abel | No | Fossil-Fired Integration |  | Florence, AZ | Florence, AZ | SRP | 16572 | S | 100% SRP | 0.08 | OH | AC | 200-299 | 230 | 2 | 2 |  | 2021-04-01 |  | To accommodate planned generation near Abel station; generation timing being re-evaluated
WECC-SW |  |  | Planned | WECC | Southeast Power Link - Loop into 'Scott' into Browning - Redhawk 230 kV lines | No | Reliability |  | Mesa, AZ | Mesa, AZ | SRP | 16572 | S | 100% SRP | 4 | OH | AC | 200-299 | 230 | 2 | 2 | 878 | 2024-05-01 | 2023-04-01 | Revised from conceptual plans for Mesa tech corridor - New 230kV double-circuit transmission lines from the existing Santan – Browning 230kV line to a new substation (RS-31), located east of the Loop 202/SR-24 interchange, and terminating at the future Abel – Pfister - Ball 230kV line
WECC-SW |  |  | Planned | WECC | Southeast Power Link - Loop Future 'Scott' into Santan - Abel 230 kV lines | No | Reliability |  | Mesa, AZ | Mesa, AZ | SRP | 16572 | S | 100% SRP | 7 | OH | AC | 200-299 | 230 | 2 | 2 | 878 | 2023-12-01 | 2023-04-01 | Revised from conceptual plans for Mesa tech corridor - New 230kV double-circuit transmission lines from the existing Santan – Browning 230kV line to a new substation (RS-31), located east of the Loop 202/SR-24 interchange, and terminating at the future Abel – Pfister - Ball 230kV line
WECC-SW |  |  | Planned | WECC | Coolidge - Hayden Reroute 115kV | No | Reliability |  | Coolidge, AZ | Coolidge, AZ | SRP | 16572 | S | 100% SRP | 1.25 | OH | AC | 100-120 | 115 | 1 | 1 | TBD | 2019-12-01 |  | The portion of the line that may be relocated begins about 0.5 miles northeast of the Coolidge substation and runs north along the Union Pacific Railroad until it crosses the Gila River where it turns northeast following a canal and drainage feature. The portion to be rerouted is 1.25 miles in length. The new line will be from 1.25 to 2.0 miles long.
WECC-SW |  |  | Under Construction | WECC | Red Hawk | No | Reliability |  | Gilbert, AZ | Mesa, AZ | SRP | 16572 | S | 100% SRP | 0.1 | UG | AC | 200-299 | 230 | 1 | 1 | TBD | 2020-12-01 | 2023-12-01 | New 230kV station connecting between Browning and Santan. Driven by customer need. - Loop new Redhawk Station into Browning - Santan 230 kV line
WECC-SW |  |  | Planned | WECC | Orme - Rudd 230 kV circuit 1 upgrade | No | Reliability |  | Phoenix, AZ | Tolleson, AZ | SRP | 16572 | S | 100% SRP | 8.4 | OH | AC | 200-299 | 230 | 2 | 2 | 1212 | 2027-04-01 | 2024-04-01 | Reconductor Orme - Rudd 230 kV line #1
WECC-SW |  |  | Planned | WECC | Orme - Rudd 230 kV circuit 2 upgrade | No | Reliability |  | Phoenix, AZ | Tolleson, AZ | SRP | 16572 | S | 100% SRP | 9.4 | OH | AC | 200-299 | 230 | 2 | 2 | 1212 | 2027-04-01 | 2024-04-01 | Reconductor Orme - Rudd 230 kV line #2
WECC-SW |  |  | Conceptual | WECC | Anderson - Corbell 230 kV Upgrade | No | Reliability |  | Phoenix, AZ | Gilbet, AZ | SRP | 16572 | S | 100% SRP | 17.2 | OH | AC | 200-299 | 230 | 2 | 2 | 1757 | 2027-04-01 | 2027-04-01 | Reconductor Anderson - Corbell 230 kV
WECC-SW |  |  | Conceptual | WECC | Corbell - Santan 230 kV Upgrade | No | Reliability |  | Gilbert, AZ | Gilbet, AZ | SRP | 16572 | S | 100% SRP | 6.7 | OH | AC | 200-299 | 230 | 2 | 2 | 815 | 2027-04-01 | 2027-04-01 | Reconductor Corbell - Santan 230 kV
WECC-SW |  |  | Conceptual | WECC | Silver King to RS-34 | No | Reliability |  | Pinal County, AZ | Superior, AZ | SRP | 16572 | S | 100% SRP | 16.6 | OH | AC | 200-299 | 230 | 2 | 2 | 878 |  |  | Contingent on customer load expansion
WECC-SW |  |  | Planned | WECC | Huckleberry | No | Reliability |  | Mesa, AZ | Mesa, AZ | SRP | 16572 | S | 100% SRP | 1 | OH | AC | 200-299 | 230 | 2 | 2 | TBD | 2024-12-01 | 2024-12-01 | New 230kV station connecting between Browning and RS-31. Driven by customer need. - Loop new Prickley Pear Station into Browning - RS-31 230 kV line
WECC-SW |  |  | Planned | WECC | New Anderson - Kyrene 230 kV Line | No | Reliability |  | Tempe, AZ | Mesa, AZ | SRP | 16572 | S | 100% SRP | 9.2 | OH | AC | 200-299 | 230 | 1 | 2 | TBD | 2028-04-01 | 2027-04-01 | New Anderson - Kyrene 230 kV
WECC-SW |  |  | Conceptual | WECC | Kyrene West/Ocotillo 230 kV Line Loop into Knox 230 kV | No | Reliability |  | Tempe, AZ | Mesa, AZ | SRP | 16572 | S | Participation Project | 9.2 | OH | AC | 200-299 | 230 | 1 | 2 | TBD | 2027-04-01 | 2027-04-01 | Contingent on customer load expansion. Loop in Kyrene West 230 kV and Ocotillo 230 kV into Knox 230 kV station.
WECC-SW |  | 8 | Completed | WECC | Stratus 230kV Lines | No | Reliability | Reliability | Phoenix AZ | Phoenix AZ | AZPS | 803 | I | 100 | 0.1 | OH | AC | 200-299 | 230kV | 1 | 2 | TBD | 2023-01-01 | 2022-01-01 | A new 200-299 kV connection.
WECC-SW |  | 9 | Completed | WECC | Relocation of the Morgan-Pinnacle Peak 230kV and 500 kV Lines | No | Variable/Renewable Integration | Generation Integration | Maricopa Co. AZ | Maricopa Co. AZ | AZPS | 803 | I | 1 | 3.5 | OH | AC | 400-599 | 525kV | 2 | 2 | TBD | 2022-01-01 | 2022-01-01 | Project complete and in service.
WECC-SW |  | 10 | Planned | WECC | North Gila – Orchard 230kV Line Circuit #2 | No | Reliability | Reliability | Yuma AZ | Yuma AZ | AZPS | 803 | I | 1 | 0.01 | OH | AC | 200-299 | 230kV | 1 | 2 | TBD |  |  | N/A
WECC-SW |  | 11 | Completed | WECC | Runway 230kV Lines | No | Reliability | Reliability | Phoenix AZ | Phoenix AZ | AZPS | 803 | I | 100 | 4.5 | OH | AC | 200-299 | 230kV | 1 | 2 | TBD |  | 2025-01-01 | Project complete and in service.
WECC-SW |  | 12 | Completed | WECC | North Gila - Orchard 200-299 kV Line | No | Economics / Congestion | Reliability | Yuma AZ | Yuma AZ | AZPS | 803 | I | 100 | 13 | OH | AC | 200-299 | 230kV | 1 | 2 | TBD | 2021-01-01 | 2022-06-01 | Project complete and in service.
WECC-SW |  | 13 | Conceptual | WECC | TS22 500 and 230kV Lines | No | Reliability | Reliability | Maricopa Co. AZ | Maricopa Co. AZ | AZPS | 803 | I | 1 | 0.1 | OH | AC | 400-599 | 525kV | 2 | 2 | TBD | 2024-01-01 | 2024-01-01 | N/A
WECC-SW |  | 14 | Conceptual | WECC | TS17 230kV Lines | No | Reliability | Reliability | Phoenix AZ | Phoenix AZ | AZPS | 803 | I | 100 | 0.1 | OH | AC | 200-299 | 230kV | 1 | 2 | TBD |  | 2025-01-01 | A new 200-299 kV connection.
WECC-SW |  | 15 | Conceptual | WECC | Palm Valley – TS2 – Trilby Wash 230kV Line Circuit #2 | No | Reliability | Reliability | Pinal AZ | Pinal AZ | AZPS | 803 | I | 100 | 0.1 | OH | AC | 200-299 | 230kV | 1 | 2 | TBD |  | 2027-01-01 | A new 200-299 kV connection.
WECC-SW |  | 16 | Conceptual | WECC | El Sol – Westwing 230kV Line | No | Reliability | Reliability | Phoenix AZ | Phoenix AZ | AZPS | 803 | I | 100 | 0.01 | OH | AC | 200-299 | 230kV | 1 | 2 | TBD |  |  | A new 200-299 kV connection.
WECC-SW |  | 17 | Conceptual | WECC | Palo Verde – Saguaro 500kV Line | No | Reliability | Reliability | Phoenix AZ | Pinal AZ | AZPS | 803 | I | 100 | 0.01 | OH | AC | 400-599 | 525kV | 1 | TBD | TBD |  |  | A new 500kV line
WECC-SW |  | 18 | Conceptual | WECC | Sun Valley – Trilby Wash 230kV Line Circuit #2 | No | Reliability | Reliability | Phoenix AZ | Phoenix AZ | AZPS | 803 | I | 100 | 0.01 | OH | AC | 200-299 | 230kV | 1 | 2 | TBD |  |  | A new 200-299 kV connection.
WECC-SW |  | 19 | Conceptual | WECC | Pinal Central – Sundance 230kV Line | No | Reliability | Reliability | Pinal AZ | Pinal AZ | AZPS | 803 | I | 100 | 0.01 | OH | AC | 200-299 | 230kV | 1 | 1 | TBD |  |  | A new 200-299 kV connection.
WECC-SW |  | 20 | Conceptual | WECC | Morgan – Sun Valley 230kV Line | No | Reliability | Reliability | Phoenix AZ | Phoenix AZ | AZPS | 803 | I | 100 | 0.01 | OH | AC | 200-299 | 230kV | 1 | 2 | TBD |  |  | A new 200-299 kV connection.
WECC-SW |  | 21 | Conceptual | WECC | Orchard – Yucca 230kV Line | Yes | Reliability | Reliability | Yuma AZ | Yuma AZ | AZPS | 803 | I | 100 | 0.01 | OH | AC | 200-299 | 230kV | 1 | 2 | TBD |  |  | A new 200-299 kV connection.
WECC-SW |  | 22 | Conceptual | WECC | Sun Valley – TS10 – TS11 230kV Line | No | Reliability | Reliability | Phoenix AZ | Phoenix AZ | AZPS | 803 | I | 100 | 0.01 | OH | AC | 200-299 | 230kV | 1 | TBD | TBD |  |  | A new 200-299 kV connection.
WECC-SW |  | 23 | Conceptual | WECC | Buckeye – TS11 – Sun Valley 230kV Line | No | Reliability | Reliability | Phoenix AZ | Phoenix AZ | AZPS | 803 | I | 100 | 0.01 | OH | AC | 200-299 | 230kV | 1 | TBD | TBD |  |  | A new 200-299 kV connection.
WECC-SW |  | 24 | Conceptual | WECC | TS14 230kV Lines | No | Reliability | Reliability | Phoenix AZ | Phoenix AZ | AZPS | 803 | I | 100 | 0.01 | OH | AC | 200-299 | 230kV | 1 | 2 | TBD |  |  | A new 200-299 kV connection.
WECC-SW |  | 25 | Conceptual | WECC | Mead-Perkins Interconnection Project | Yes | Reliability | Reliability | Phoenix AZ | Phoenix AZ | AZPS | 803 | I | 100 | 0.01 | OH | AC | 100-120 | 115kV | 1 | 1 | TBD |  |  | A new 115 kV line
WECC-SW |  | 26 | Conceptual | WECC | Milligan Solar and Storage Project Generator Tie Line | No | Variable/Renewable Integration | Generation Integration | Pinal AZ | Pinal AZ | AZPS | 803 | I | TBD | 0.01 | OH | AC | 200-299 | 230kV | 1 | 1 | TBD |  |  | N/A
WECC-SW |  | 27 | Conceptual | WECC | Delaney to Quartzsite 230kV line | No | Reliability | Relability | Maricopa Co. AZ | Maricopa Co. AZ | AZPS | 803 | I | 1 | 0.01 | OH | AC | 200-299 | 230kV | TBD | 2 | TBD |  |  | 230kV - Delaney to Quartzsite 230kV and 500kV lines
WECC-SW |  | 28 | Conceptual | WECC | Delaney to Quartzsite 500kV line | No | Reliability | Relability | Maricopa Co. AZ | Maricopa Co. AZ | AZPS | 803 | I | 1 | 0.01 | OH | AC | 400-599 | 525kV | TBD | 2 | TBD |  |  | N/A
WECC-SW |  | 29 | Conceptual | WECC | Quartzsite to Colorado River 500kV line | No | Reliability | Relability | Maricopa Co. AZ | Maricopa Co. AZ | AZPS | 803 | I | 1 | 0.01 | OH | AC | 400-599 | 525kV | TBD | TBD | TBD |  |  | N/A
WECC-SW |  | 30 | Conceptual | WECC | Milligan to Pinal Central 230kV line | No | Reliability | Relability | Pinal AZ | Pinal AZ | AZPS | 803 | I | 1 | 0.01 | OH | AC | 200-299 | 230kV | TBD | TBD | TBD |  |  | N/A
WECC-SW |  | 31 | Planned | WECC | Hashknife Generation Tie Line Project | No | Variable/Renewable Integration | Generation Integration | Navajo, AZ | Navajo, AZ | AZPS | 803 | I | TBD | 0.1 | OH | AC | 400-599 | 525kV | 1 | 1 | TBD | 2023-01-01 | 2023-01-01 | N/A
WECC-SW |  | 32 | Planned | WECC | McFarland Solar Project Generation Tie Line | No | Reliability | Reliability | Maricopa Co. AZ | Maricopa Co. AZ | AZPS | 803 | I | TBD | 0.1 | OH | AC | 400-599 | 525kV | 1 | 1 | TBD |  | 2023-01-01 | N/A
WECC-SW |  | 33 | Planned | WECC | Serrano Solar and Storage Project Generation Tie Line | No | Variable/Renewable Integration | Generation Integration | Maricopa Co. AZ | Maricopa Co. AZ | AZPS | 803 | I | TBD | 6.75 | OH | AC | 200-299 | 230kV | 1 | 1 | TBD | 2023-01-01 | 2023-01-01 | N/A
WECC-SW |  | 34 | Planned | WECC | Chevelon Butte Wind Generation Tie Line Project | No | Variable/Renewable Integration | Generation Integration | Navajo, AZ | Navajo, AZ | AZPS | 803 | I | TBD | 1 | OH | AC | 300-399 | 345kV | 2 | 2 | TBD |  | 2023-01-01 | N/A
WECC-SW |  | 35 | Planned | WECC | Boothill to Mural 115kV Transmission Line Upgrade | No | Reliability | Reliability | Cochise AZ | Cochise AZ | AZPS | 803 | I | 100 | 0.01 | OH | AC | 100-120 | 115kV | 1 | 1 | TBD | 2024-01-01 | 2023-01-01 | Upgrade the exissting 115kV line
WECC-SW |  | 36 | Planned | WECC | AES 230kV Interconnection at Westwing 230kV Substation | No | Variable/Renewable Integration | Generation Integration | Phoenix AZ | Phoenix AZ | AZPS | 803 | I | 100 | 0.1 | OH | AC | 200-299 | 230kV | 1 | 1 | TBD | 2022-01-01 | 2024-01-01 | A new 200-299 kV connection.
WECC-SW |  | 37 | Planned | WECC | Three Rivers 230kV Transmission Line Project | No | Reliability | Reliability | Phoenix AZ | Phoenix AZ | AZPS | 803 | I | 100 | 8 | OH | AC | 200-299 | 230kV | 1 | 2 | TBD | 2023-01-01 | 2024-01-01 | A new 200-299 kV connection.
WECC-SW |  | 38 | Planned | WECC | Parkway 230kV Lines | No | Reliability | Reliability | Phoenix AZ | Phoenix AZ | AZPS | 803 | I | 100 | 0.1 | OH | AC | 200-299 | 230kV | 1 | 2 | TBD |  | 2024-01-01 | Former TS-2 substation is now called Parkway
WECC-SW |  | 39 | Planned | WECC | Runway Additional 230kV Lines | No | Reliability | Reliability | Maricopa Co. AZ | Maricopa Co. AZ | AZPS | 803 | I | 1 | 4 | OH | AC | 200-299 | 230kV | 2 | 2 | TBD | 2024-01-01 | 2024-01-01 | N/A
WECC-SW |  | 40 | Planned | WECC | Country Club to Lincoln Street 230kV Underground Upgrade | No | Reliability | Reliability | Phoenix AZ | Phoenix AZ | AZPS | 803 | I | 100 | 0.01 | UG | AC | 200-299 | 230kV | 1 | 1 | TBD |  | 2024-01-01 | Upgrade the exissting 230kV line
WECC-SW |  | 41 | Planned | WECC | Hashknife Generation Tie Line Project | No | Reliability | Reliability | Phoenix AZ | Phoenix AZ | AZPS | 803 | I | 100 | 0.1 | OH | AC | 400-599 | 525kV | 1 | 1 | TBD |  | 2025-01-01 | A new 500kV tie line
WECC-SW |  | 42 | Planned | WECC | Contrail 230kV Lines | No | Reliability | Reliability | Phoenix AZ | Phoenix AZ | AZPS | 803 | I | 100 | 7 | OH | AC | 200-299 | 230kV | 1 | 2 | TBD |  | 2025-01-01 | A new 200-299 kV connection.
WECC-SW |  | 43 | Planned | WECC | Broadway 230kV Lines | No | Reliability | Reliability | Phoenix AZ | Phoenix AZ | AZPS | 803 | I | 100 | 0.1 | OH | AC | 200-299 | 230kV | 1 | 2 | TBD |  | 2025-01-01 | A new 200-299 kV connection.
WECC-SW |  | 44 | Planned | WECC | Proving Ground Solar and Storage 500kV Interconnection | No | Variable/Renewable Integration | Generation Integration | Maricopa Co. AZ | Maricopa Co. AZ | AZPS | 803 | I | 1 | 0.1 | OH | AC | 400-599 | 525kV | 1 | 1 | TBD |  | 2025-01-01 | N/A
WECC-SW |  | 45 | Planned | WECC | TS24 230kV Lines | No | Reliability | Reliability | Casa Grande, AZ | Casa Grande, AZ | AZPS | 803 | I | 1 | 0.1 | OH | AC | 200-299 | 230kV | 1 | 1 | TBD |  | 2026-01-01 | N/A
WECC-SW |  | 46 | Planned | WECC | Panda - Freedom 230kV Line Rebuild | No | Reliability | Reliability | Maricopa Co. AZ | Maricopa Co. AZ | AZPS | 803 | I | 1 | 40 | OH | AC | 200-299 | 230kV | TBD | 2 | TBD |  | 2027-01-01 | N/A
WECC-SW |  | 47 | Planned | WECC | Sun Valley to TS23 230kV line | No | Reliability | Relability | Phoenix AZ | Phoenix AZ | AZPS | 803 | I | 1 | 18 | OH | AC | 200-299 | 230kV | 1 | 2 | TBD |  | 2027-01-01 | 500kV - Delaney to Quartzsite 230kV and 500kV lines
WECC-SW |  | 48 | Planned | WECC | Jojoba - Rudd 500kV line | Yes | Reliability | Reliability | Buckeye AZ | Maricopa, AZ | AZPS | 803 | I | TBD | 25 | OH | AC | 400-599 | 525kV | 1 | 2 | 2595 |  | 2028-01-01 | A new 400-599 kV line
WECC-SW |  | 49 | Planned | WECC | Adams to Boothill 100-120 Transmission Line Upgrade | Yes | Reliability | Reliability | Cochise AZ | Cochise AZ | AZPS | 803 | I | 100 | 0.01 | OH | AC | 100-120 | 115kV | 1 | 1 | TBD | 2021-01-01 |  | Upgrade the exissting 115kV line
WECC-SW |  | 50 | Planned | WECC | Country Club to Meadowbrook 230kV Underground Upgrade | No | Reliability | Reliability | Phoenix AZ | Phoenix AZ | AZPS | 803 | I | 100 | 0.01 | UG | AC | 200-299 | 230kV | 1 | 1 | TBD |  |  | Upgrade the exissting 230kV line
WECC-SW |  | 51 | Planned | WECC | Meadowbrook to Sunnyslope 230kV Underground Upgrade | No | Reliability | Reliability | Phoenix AZ | Phoenix AZ | AZPS | 803 | I | 100 | 0.01 | UG | AC | 200-299 | 230kV | 1 | 1 | TBD |  |  | Upgrade the exissting 230kV line
WECC-SW |  | 52 | Planned | WECC | Country Club to Grand Terminal 230kV Underground Upgrade | No | Reliability | Reliability | Phoenix AZ | Phoenix AZ | AZPS | 803 | I | 100 | 0.01 | UG | AC | 200-299 | 230kV | 1 | 1 | TBD | 2021-01-01 |  | Upgrade the exissting 230kV line